## Comparacao
SPACE | SOURCE | GENERAL | [5 empty] | INTERNALS | [15 empty] | INFILTRATION |  |  |  | FLOORS | [12 empty] | PARTITIONS | [11 empty] | WALLS | [71 empty] | ROOFS
[8 empty] | PEOPLE |  |  |  |  | LIGHTING |  |  |  |  | EQUIPMENT |  | MISC | [20 empty] | CEILING | [5 empty] | WALL | [5 empty] | WALL 1 | [8 empty] | WALL 2 | [8 empty] | WALL 3 | [8 empty] | WALL 4 | [8 empty] | WALL 5 | [8 empty] | WALL 6 | [8 empty] | WALL 7 | [8 empty] | WALL 8 | [8 empty] | ROOF 1 | [5 empty] | ROOF 2 | [5 empty] | ROOF 3 | [5 empty] | ROOF 4
Space Name | Fonte | Space Name | Floor Area (m2) | Avg Ceiling Ht (m) | Building Wt (kg/m2) | Outdoor Air (valor) | OA Unit | Occupancy (people) | Activity Level | Sensible (W/person) | Latent (W/person) | Schedule | Task Lighting (W) | General Ltg (W) | Fixture Type | Ballast Mult | Schedule | Equipment (W/m2) | Schedule | Sensible (W) | Latent (W) | Sens Sch | Lat Sch | Infil Method | Design Clg (ACH) | Design Htg (ACH) | Energy (ACH) | Floor Type | Floor Area (m2) | U-Value (W/m2K) | Exp Perim (m) | Edge R (m2K/W) | Depth (m) | Bsmt Wall U (W/m2K) | Wall Ins R (m2K/W) | Ins Depth (m) | Unc Max (C) | Out Max (C) | Unc Min (C) | Out Min (C) | Area (m2) | U-Value (W/m2K) | Unc Max (C) | Out Max (C) | Unc Min (C) | Out Min (C) | Area (m2) | U-Value (W/m2K) | Unc Max (C) | Out Max (C) | Unc Min (C) | Out Min (C) | Exposure | Gross Area (m2) | Wall Type | Window 1 | Win1 Qty | Window 2 | Win2 Qty | Door | Door Qty | Exposure | Gross Area (m2) | Wall Type | Window 1 | Win1 Qty | Window 2 | Win2 Qty | Door | Door Qty | Exposure | Gross Area (m2) | Wall Type | Window 1 | Win1 Qty | Window 2 | Win2 Qty | Door | Door Qty | Exposure | Gross Area (m2) | Wall Type | Window 1 | Win1 Qty | Window 2 | Win2 Qty | Door | Door Qty | Exposure | Gross Area (m2) | Wall Type | Window 1 | Win1 Qty | Window 2 | Win2 Qty | Door | Door Qty | Exposure | Gross Area (m2) | Wall Type | Window 1 | Win1 Qty | Window 2 | Win2 Qty | Door | Door Qty | Exposure | Gross Area (m2) | Wall Type | Window 1 | Win1 Qty | Window 2 | Win2 Qty | Door | Door Qty | Exposure | Gross Area (m2) | Wall Type | Window 1 | Win1 Qty | Window 2 | Win2 Qty | Door | Door Qty | Exposure | Gross Area (m2) | Slope (deg) | Roof Type | Skylight | Sky Qty | Exposure | Gross Area (m2) | Slope (deg) | Roof Type | Skylight | Sky Qty | Exposure | Gross Area (m2) | Slope (deg) | Roof Type | Skylight | Sky Qty | Exposure | Gross Area (m2) | Slope (deg) | Roof Type | Skylight | Sky Qty
A-06_001_Area_16 | ORIGINAL | A-06_001_Area_16 | 631.655 | 2.6 | 200 | 527 | L/s | 13 | Office Work | 70 | 45 | Escritorio Ocup |  | 7580 | Recessed Unvented | 1 | Escritorio Ilum | 15 | Escritorio Equip |  |  |  |  | Air Change | 0.05 | 0.05 | 0.05 | Slab Floor On Grade | 631.655 | 0.5 | 128.2486 | 1 | [8 empty] | 631.655 | 0.4 | 30.4 | 31.7 | 7.8 | 4.8 | 85.5 | 0.5 | 30.4 | 31.7 | 7.8 | 4.8
A-06_001_Area_16 | EXTRAIDO | A-06_001_Area_16 | 631.65 | 2.6 | 200 | 527 | L/s | 13 | Office Work | 70 | 45 | Escritorio Ocup | 0 | 7580 | Recessed Unvented | 1 | Escritorio Ilum | 15 | Escritorio Equip | 0 | 0 | Sample Schedule | Sample Schedule | Air Change | 0.05 | 0.05 | 0.05 | Slab Floor On Grade | 631.65 | 0.5 | 128.25 | 1 | 0 | 0.568 | 0 | 0 | 23.9 | 35 | 23.9 | 12.8 | 631.65 | 0.4 | 30.4 | 31.7 | 7.8 | 4.8 | 85.5 | 0.5 | 30.4 | 31.7 | 7.8 | 4.8 |  | 0 | Default Wall Assembly | Sample Window Assembly |  | Sample Window Assembly |  |  |  |  | 0 | Default Wall Assembly | Sample Window Assembly |  | Sample Window Assembly |  |  |  |  | 0 | Default Wall Assembly | Sample Window Assembly |  | Sample Window Assembly |  |  |  |  | 0 | Default Wall Assembly | Sample Window Assembly |  | Sample Window Assembly |  |  |  |  | 0 | Default Wall Assembly | Sample Window Assembly |  | Sample Window Assembly |  |  |  |  | 0 | Default Wall Assembly | Sample Window Assembly |  | Sample Window Assembly |  |  |  |  | 0 | Default Wall Assembly | Sample Window Assembly |  | Sample Window Assembly |  |  |  |  | 0 | Default Wall Assembly | Sample Window Assembly |  | Sample Window Assembly |  |  |  |  | 0 |  | Default Roof Assembly |  |  |  | 0 |  | Default Roof Assembly |  |  |  | 0 |  | Default Roof Assembly |  |  |  | 0 |  | Default Roof Assembly
| DIFF | [20 empty] | None -> sample schedule | None -> sample schedule | [10 empty] | None -> 0.57 |  |  | None -> 23.9 | None -> 35.0 | None -> 23.9 | None -> 12.8 | [14 empty] | None -> default wall assembly | None -> sample window assembly |  | None -> sample window assembly | [5 empty] | None -> default wall assembly | None -> sample window assembly |  | None -> sample window assembly | [5 empty] | None -> default wall assembly | None -> sample window assembly |  | None -> sample window assembly | [5 empty] | None -> default wall assembly | None -> sample window assembly |  | None -> sample window assembly | [5 empty] | None -> default wall assembly | None -> sample window assembly |  | None -> sample window assembly | [5 empty] | None -> default wall assembly | None -> sample window assembly |  | None -> sample window assembly | [5 empty] | None -> default wall assembly | None -> sample window assembly |  | None -> sample window assembly | [5 empty] | None -> default wall assembly | None -> sample window assembly |  | None -> sample window assembly | [6 empty] | None -> default roof assembly | [5 empty] | None -> default roof assembly | [5 empty] | None -> default roof assembly | [5 empty] | None -> default roof assembly
A-06_002_Caixa_de_escada | ORIGINAL | A-06_002_Caixa_de_escada | 21.1039 | 2.6 | 200 | 18 | L/s | 0 |  |  |  | Escritorio Ocup |  | 106 | Recessed Unvented | 1 | Escritorio Ilum | 0 | Escritorio Equip |  |  |  |  | Air Change | 0.05 | 0.05 | 0.05 | Slab Floor On Grade | 21.1039 | 0.5 | 25.6327 | 1 | [8 empty] | 21.1039 | 0.4 | 30.4 | 31.7 | 7.8 | 4.8 | 22.7 | 0.5 | 30.4 | 31.7 | 7.8 | 4.8
A-06_002_Caixa_de_escada | EXTRAIDO | A-06_002_Caixa_de_escada | 21.1 | 2.6 | 200 | 18 | L/s | 0 | Office Work | 0 | 0 | Escritorio Ocup | 0 | 106 | Recessed Unvented | 1 | Escritorio Ilum | 0 | Escritorio Equip | 0 | 0 | Sample Schedule | Sample Schedule | Air Change | 0.05 | 0.05 | 0.05 | Slab Floor On Grade | 21.1 | 0.5 | 25.63 | 1 | 0 | 0.568 | 0 | 0 | 23.9 | 35 | 23.9 | 12.8 | 21.1 | 0.4 | 30.4 | 31.7 | 7.8 | 4.8 | 22.7 | 0.5 | 30.4 | 31.7 | 7.8 | 4.8 |  | 0 | Default Wall Assembly | Sample Window Assembly |  | Sample Window Assembly |  |  |  |  | 0 | Default Wall Assembly | Sample Window Assembly |  | Sample Window Assembly |  |  |  |  | 0 | Default Wall Assembly | Sample Window Assembly |  | Sample Window Assembly |  |  |  |  | 0 | Default Wall Assembly | Sample Window Assembly |  | Sample Window Assembly |  |  |  |  | 0 | Default Wall Assembly | Sample Window Assembly |  | Sample Window Assembly |  |  |  |  | 0 | Default Wall Assembly | Sample Window Assembly |  | Sample Window Assembly |  |  |  |  | 0 | Default Wall Assembly | Sample Window Assembly |  | Sample Window Assembly |  |  |  |  | 0 | Default Wall Assembly | Sample Window Assembly |  | Sample Window Assembly |  |  |  |  | 0 |  | Default Roof Assembly |  |  |  | 0 |  | Default Roof Assembly |  |  |  | 0 |  | Default Roof Assembly |  |  |  | 0 |  | Default Roof Assembly
| DIFF | [7 empty] | None -> office work | [12 empty] | None -> sample schedule | None -> sample schedule | [10 empty] | None -> 0.57 |  |  | None -> 23.9 | None -> 35.0 | None -> 23.9 | None -> 12.8 | [14 empty] | None -> default wall assembly | None -> sample window assembly |  | None -> sample window assembly | [5 empty] | None -> default wall assembly | None -> sample window assembly |  | None -> sample window assembly | [5 empty] | None -> default wall assembly | None -> sample window assembly |  | None -> sample window assembly | [5 empty] | None -> default wall assembly | None -> sample window assembly |  | None -> sample window assembly | [5 empty] | None -> default wall assembly | None -> sample window assembly |  | None -> sample window assembly | [5 empty] | None -> default wall assembly | None -> sample window assembly |  | None -> sample window assembly | [5 empty] | None -> default wall assembly | None -> sample window assembly |  | None -> sample window assembly | [5 empty] | None -> default wall assembly | None -> sample window assembly |  | None -> sample window assembly | [6 empty] | None -> default roof assembly | [5 empty] | None -> default roof assembly | [5 empty] | None -> default roof assembly | [5 empty] | None -> default roof assembly
A-06_003_Caixa_de_escada | ORIGINAL | A-06_003_Caixa_de_escada | 20.4437 | 2.6 | 200 | 18 | L/s |  |  |  |  | Escritorio Ocup |  | 102 | Recessed Unvented | 1 | Escritorio Ilum | 0 | Escritorio Equip |  |  |  |  | Air Change | 0.05 | 0.05 | 0.05 | Slab Floor On Grade | 20.4437 | 0.5 | 26.746 | 1 | [8 empty] | 20.4437 | 0.4 | 30.4 | 31.7 | 7.8 | 4.8 | 5.9 | 0.5 | 30.4 | 31.7 | 7.8 | 4.8
A-06_003_Caixa_de_escada | EXTRAIDO | A-06_003_Caixa_de_escada | 20.44 | 2.6 | 200 | 18 | L/s | 0 | Office Work | 0 | 0 | Escritorio Ocup | 0 | 102 | Recessed Unvented | 1 | Escritorio Ilum | 0 | Escritorio Equip | 0 | 0 | Sample Schedule | Sample Schedule | Air Change | 0.05 | 0.05 | 0.05 | Slab Floor On Grade | 20.44 | 0.5 | 26.75 | 1 | 0 | 0.568 | 0 | 0 | 23.9 | 35 | 23.9 | 12.8 | 20.44 | 0.4 | 30.4 | 31.7 | 7.8 | 4.8 | 5.9 | 0.5 | 30.4 | 31.7 | 7.8 | 4.8 |  | 0 | Default Wall Assembly | Sample Window Assembly |  | Sample Window Assembly |  |  |  |  | 0 | Default Wall Assembly | Sample Window Assembly |  | Sample Window Assembly |  |  |  |  | 0 | Default Wall Assembly | Sample Window Assembly |  | Sample Window Assembly |  |  |  |  | 0 | Default Wall Assembly | Sample Window Assembly |  | Sample Window Assembly |  |  |  |  | 0 | Default Wall Assembly | Sample Window Assembly |  | Sample Window Assembly |  |  |  |  | 0 | Default Wall Assembly | Sample Window Assembly |  | Sample Window Assembly |  |  |  |  | 0 | Default Wall Assembly | Sample Window Assembly |  | Sample Window Assembly |  |  |  |  | 0 | Default Wall Assembly | Sample Window Assembly |  | Sample Window Assembly |  |  |  |  | 0 |  | Default Roof Assembly |  |  |  | 0 |  | Default Roof Assembly |  |  |  | 0 |  | Default Roof Assembly |  |  |  | 0 |  | Default Roof Assembly
| DIFF | [7 empty] | None -> office work | [12 empty] | None -> sample schedule | None -> sample schedule | [10 empty] | None -> 0.57 |  |  | None -> 23.9 | None -> 35.0 | None -> 23.9 | None -> 12.8 | [14 empty] | None -> default wall assembly | None -> sample window assembly |  | None -> sample window assembly | [5 empty] | None -> default wall assembly | None -> sample window assembly |  | None -> sample window assembly | [5 empty] | None -> default wall assembly | None -> sample window assembly |  | None -> sample window assembly | [5 empty] | None -> default wall assembly | None -> sample window assembly |  | None -> sample window assembly | [5 empty] | None -> default wall assembly | None -> sample window assembly |  | None -> sample window assembly | [5 empty] | None -> default wall assembly | None -> sample window assembly |  | None -> sample window assembly | [5 empty] | None -> default wall assembly | None -> sample window assembly |  | None -> sample window assembly | [5 empty] | None -> default wall assembly | None -> sample window assembly |  | None -> sample window assembly | [6 empty] | None -> default roof assembly | [5 empty] | None -> default roof assembly | [5 empty] | None -> default roof assembly | [5 empty] | None -> default roof assembly
A-06_004_Caixa_de_escada | ORIGINAL | A-06_004_Caixa_de_escada | 19.7007 | 2.6 | 200 | 17 | L/s |  |  |  |  | Escritorio Ocup |  | 99 | Recessed Unvented | 1 | Escritorio Ilum | 0 | Escritorio Equip |  |  |  |  | Air Change | 0.05 | 0.05 | 0.05 | Slab Floor On Grade | 19.7007 | 0.5 | 25.1102 | 1 | [8 empty] | 19.7007 | 0.4 | 30.4 | 31.7 | 7.8 | 4.8 | 4.4 | 0.5 | 30.4 | 31.7 | 7.8 | 4.8
A-06_004_Caixa_de_escada | EXTRAIDO | A-06_004_Caixa_de_escada | 19.7 | 2.6 | 200 | 17 | L/s | 0 | Office Work | 0 | 0 | Escritorio Ocup | 0 | 99 | Recessed Unvented | 1 | Escritorio Ilum | 0 | Escritorio Equip | 0 | 0 | Sample Schedule | Sample Schedule | Air Change | 0.05 | 0.05 | 0.05 | Slab Floor On Grade | 19.7 | 0.5 | 25.11 | 1 | 0 | 0.568 | 0 | 0 | 23.9 | 35 | 23.9 | 12.8 | 19.7 | 0.4 | 30.4 | 31.7 | 7.8 | 4.8 | 4.4 | 0.5 | 30.4 | 31.7 | 7.8 | 4.8 |  | 0 | Default Wall Assembly | Sample Window Assembly |  | Sample Window Assembly |  |  |  |  | 0 | Default Wall Assembly | Sample Window Assembly |  | Sample Window Assembly |  |  |  |  | 0 | Default Wall Assembly | Sample Window Assembly |  | Sample Window Assembly |  |  |  |  | 0 | Default Wall Assembly | Sample Window Assembly |  | Sample Window Assembly |  |  |  |  | 0 | Default Wall Assembly | Sample Window Assembly |  | Sample Window Assembly |  |  |  |  | 0 | Default Wall Assembly | Sample Window Assembly |  | Sample Window Assembly |  |  |  |  | 0 | Default Wall Assembly | Sample Window Assembly |  | Sample Window Assembly |  |  |  |  | 0 | Default Wall Assembly | Sample Window Assembly |  | Sample Window Assembly |  |  |  |  | 0 |  | Default Roof Assembly |  |  |  | 0 |  | Default Roof Assembly |  |  |  | 0 |  | Default Roof Assembly |  |  |  | 0 |  | Default Roof Assembly
| DIFF | [7 empty] | None -> office work | [12 empty] | None -> sample schedule | None -> sample schedule | [10 empty] | None -> 0.57 |  |  | None -> 23.9 | None -> 35.0 | None -> 23.9 | None -> 12.8 | [14 empty] | None -> default wall assembly | None -> sample window assembly |  | None -> sample window assembly | [5 empty] | None -> default wall assembly | None -> sample window assembly |  | None -> sample window assembly | [5 empty] | None -> default wall assembly | None -> sample window assembly |  | None -> sample window assembly | [5 empty] | None -> default wall assembly | None -> sample window assembly |  | None -> sample window assembly | [5 empty] | None -> default wall assembly | None -> sample window assembly |  | None -> sample window assembly | [5 empty] | None -> default wall assembly | None -> sample window assembly |  | None -> sample window assembly | [5 empty] | None -> default wall assembly | None -> sample window assembly |  | None -> sample window assembly | [5 empty] | None -> default wall assembly | None -> sample window assembly |  | None -> sample window assembly | [6 empty] | None -> default roof assembly | [5 empty] | None -> default roof assembly | [5 empty] | None -> default roof assembly | [5 empty] | None -> default roof assembly
A-06_005_Circulacao | ORIGINAL | A-06_005_Circulacao | 35.4705 | 2.6 | 200 | 30 | L/s |  |  |  |  | Escritorio Ocup |  | 284 | Recessed Unvented | 1 | Escritorio Ilum | 0 | Escritorio Equip |  |  |  |  | Air Change | 0.05 | 0.05 | 0.05 | Slab Floor On Grade | 35.4705 | 0.5 | 37.3581 | 1 | [8 empty] | 35.4705 | 0.4 | 30.4 | 31.7 | 7.8 | 4.8 | 28.4 | 0.5 | 30.4 | 31.7 | 7.8 | 4.8
A-06_005_Circulacao | EXTRAIDO | A-06_005_Circulacao | 35.47 | 2.6 | 200 | 30 | L/s | 0 | Office Work | 0 | 0 | Escritorio Ocup | 0 | 284 | Recessed Unvented | 1 | Escritorio Ilum | 0 | Escritorio Equip | 0 | 0 | Sample Schedule | Sample Schedule | Air Change | 0.05 | 0.05 | 0.05 | Slab Floor On Grade | 35.47 | 0.5 | 37.36 | 1 | 0 | 0.568 | 0 | 0 | 23.9 | 35 | 23.9 | 12.8 | 35.47 | 0.4 | 30.4 | 31.7 | 7.8 | 4.8 | 28.4 | 0.5 | 30.4 | 31.7 | 7.8 | 4.8 |  | 0 | Default Wall Assembly | Sample Window Assembly |  | Sample Window Assembly |  |  |  |  | 0 | Default Wall Assembly | Sample Window Assembly |  | Sample Window Assembly |  |  |  |  | 0 | Default Wall Assembly | Sample Window Assembly |  | Sample Window Assembly |  |  |  |  | 0 | Default Wall Assembly | Sample Window Assembly |  | Sample Window Assembly |  |  |  |  | 0 | Default Wall Assembly | Sample Window Assembly |  | Sample Window Assembly |  |  |  |  | 0 | Default Wall Assembly | Sample Window Assembly |  | Sample Window Assembly |  |  |  |  | 0 | Default Wall Assembly | Sample Window Assembly |  | Sample Window Assembly |  |  |  |  | 0 | Default Wall Assembly | Sample Window Assembly |  | Sample Window Assembly |  |  |  |  | 0 |  | Default Roof Assembly |  |  |  | 0 |  | Default Roof Assembly |  |  |  | 0 |  | Default Roof Assembly |  |  |  | 0 |  | Default Roof Assembly
| DIFF | [7 empty] | None -> office work | [12 empty] | None -> sample schedule | None -> sample schedule | [10 empty] | None -> 0.57 |  |  | None -> 23.9 | None -> 35.0 | None -> 23.9 | None -> 12.8 | [14 empty] | None -> default wall assembly | None -> sample window assembly |  | None -> sample window assembly | [5 empty] | None -> default wall assembly | None -> sample window assembly |  | None -> sample window assembly | [5 empty] | None -> default wall assembly | None -> sample window assembly |  | None -> sample window assembly | [5 empty] | None -> default wall assembly | None -> sample window assembly |  | None -> sample window assembly | [5 empty] | None -> default wall assembly | None -> sample window assembly |  | None -> sample window assembly | [5 empty] | None -> default wall assembly | None -> sample window assembly |  | None -> sample window assembly | [5 empty] | None -> default wall assembly | None -> sample window assembly |  | None -> sample window assembly | [5 empty] | None -> default wall assembly | None -> sample window assembly |  | None -> sample window assembly | [6 empty] | None -> default roof assembly | [5 empty] | None -> default roof assembly | [5 empty] | None -> default roof assembly | [5 empty] | None -> default roof assembly
A-06_006_Circulacao | ORIGINAL | A-06_006_Circulacao | 18.1552 | 2.6 | 200 | 16 | L/s |  |  |  |  | Escritorio Ocup |  | 145 | Recessed Unvented | 1 | Escritorio Ilum | 0 | Escritorio Equip |  |  |  |  | Air Change | 0.05 | 0.05 | 0.05 | Slab Floor On Grade | 18.1552 | 0.5 | 24.2125 | 1 | [8 empty] | 18.1552 | 0.4 | 30.4 | 31.7 | 7.8 | 4.8 | 17.2 | 0.5 | 30.4 | 31.7 | 7.8 | 4.8
A-06_006_Circulacao | EXTRAIDO | A-06_006_Circulacao | 18.16 | 2.6 | 200 | 16 | L/s | 0 | Office Work | 0 | 0 | Escritorio Ocup | 0 | 145 | Recessed Unvented | 1 | Escritorio Ilum | 0 | Escritorio Equip | 0 | 0 | Sample Schedule | Sample Schedule | Air Change | 0.05 | 0.05 | 0.05 | Slab Floor On Grade | 18.16 | 0.5 | 24.21 | 1 | 0 | 0.568 | 0 | 0 | 23.9 | 35 | 23.9 | 12.8 | 18.16 | 0.4 | 30.4 | 31.7 | 7.8 | 4.8 | 17.2 | 0.5 | 30.4 | 31.7 | 7.8 | 4.8 |  | 0 | Default Wall Assembly | Sample Window Assembly |  | Sample Window Assembly |  |  |  |  | 0 | Default Wall Assembly | Sample Window Assembly |  | Sample Window Assembly |  |  |  |  | 0 | Default Wall Assembly | Sample Window Assembly |  | Sample Window Assembly |  |  |  |  | 0 | Default Wall Assembly | Sample Window Assembly |  | Sample Window Assembly |  |  |  |  | 0 | Default Wall Assembly | Sample Window Assembly |  | Sample Window Assembly |  |  |  |  | 0 | Default Wall Assembly | Sample Window Assembly |  | Sample Window Assembly |  |  |  |  | 0 | Default Wall Assembly | Sample Window Assembly |  | Sample Window Assembly |  |  |  |  | 0 | Default Wall Assembly | Sample Window Assembly |  | Sample Window Assembly |  |  |  |  | 0 |  | Default Roof Assembly |  |  |  | 0 |  | Default Roof Assembly |  |  |  | 0 |  | Default Roof Assembly |  |  |  | 0 |  | Default Roof Assembly
| DIFF | [7 empty] | None -> office work | [12 empty] | None -> sample schedule | None -> sample schedule | [10 empty] | None -> 0.57 |  |  | None -> 23.9 | None -> 35.0 | None -> 23.9 | None -> 12.8 | [14 empty] | None -> default wall assembly | None -> sample window assembly |  | None -> sample window assembly | [5 empty] | None -> default wall assembly | None -> sample window assembly |  | None -> sample window assembly | [5 empty] | None -> default wall assembly | None -> sample window assembly |  | None -> sample window assembly | [5 empty] | None -> default wall assembly | None -> sample window assembly |  | None -> sample window assembly | [5 empty] | None -> default wall assembly | None -> sample window assembly |  | None -> sample window assembly | [5 empty] | None -> default wall assembly | None -> sample window assembly |  | None -> sample window assembly | [5 empty] | None -> default wall assembly | None -> sample window assembly |  | None -> sample window assembly | [5 empty] | None -> default wall assembly | None -> sample window assembly |  | None -> sample window assembly | [6 empty] | None -> default roof assembly | [5 empty] | None -> default roof assembly | [5 empty] | None -> default roof assembly | [5 empty] | None -> default roof assembly
A-06_007_Zonas_tecnicas_ | ORIGINAL | A-06_007_Zonas_tecnicas_ | 128.1839 | 2.6 | 200 | 107 | L/s |  |  |  |  | Sample Schedule |  | 641 | Recessed Unvented | 1 | Sample Schedule | 5 | Sample Schedule |  |  |  |  | Air Change | 0.05 | 0.05 | 0.05 | Slab Floor On Grade | 128.1839 | 0.5 | 22.6437 | 1 | [8 empty] | 128.1839 | 0.4 | 30.4 | 31.7 | 7.8 | 4.8
A-06_007_Zonas_tecnicas_ | EXTRAIDO | A-06_007_Zonas_tecnicas_ | 128.18 | 2.6 | 200 | 107 | L/s | 0 | Office Work | 0 | 0 | Sample Schedule | 0 | 641 | Recessed Unvented | 1 | Sample Schedule | 5 | Sample Schedule | 0 | 0 | Sample Schedule | Sample Schedule | Air Change | 0.05 | 0.05 | 0.05 | Slab Floor On Grade | 128.18 | 0.5 | 22.64 | 1 | 0 | 0.568 | 0 | 0 | 23.9 | 35 | 23.9 | 12.8 | 128.18 | 0.4 | 30.4 | 31.7 | 7.8 | 4.8 | 0 | 2.839 | 23.9 | 35 | 23.9 | 12.8 |  | 0 | Default Wall Assembly | Sample Window Assembly |  | Sample Window Assembly |  |  |  |  | 0 | Default Wall Assembly | Sample Window Assembly |  | Sample Window Assembly |  |  |  |  | 0 | Default Wall Assembly | Sample Window Assembly |  | Sample Window Assembly |  |  |  |  | 0 | Default Wall Assembly | Sample Window Assembly |  | Sample Window Assembly |  |  |  |  | 0 | Default Wall Assembly | Sample Window Assembly |  | Sample Window Assembly |  |  |  |  | 0 | Default Wall Assembly | Sample Window Assembly |  | Sample Window Assembly |  |  |  |  | 0 | Default Wall Assembly | Sample Window Assembly |  | Sample Window Assembly |  |  |  |  | 0 | Default Wall Assembly | Sample Window Assembly |  | Sample Window Assembly |  |  |  |  | 0 |  | Default Roof Assembly |  |  |  | 0 |  | Default Roof Assembly |  |  |  | 0 |  | Default Roof Assembly |  |  |  | 0 |  | Default Roof Assembly
| DIFF | [7 empty] | None -> office work | [12 empty] | None -> sample schedule | None -> sample schedule | [10 empty] | None -> 0.57 |  |  | None -> 23.9 | None -> 35.0 | None -> 23.9 | None -> 12.8 | [7 empty] | None -> 2.84 | None -> 23.9 | None -> 35.0 | None -> 23.9 | None -> 12.8 |  |  | None -> default wall assembly | None -> sample window assembly |  | None -> sample window assembly | [5 empty] | None -> default wall assembly | None -> sample window assembly |  | None -> sample window assembly | [5 empty] | None -> default wall assembly | None -> sample window assembly |  | None -> sample window assembly | [5 empty] | None -> default wall assembly | None -> sample window assembly |  | None -> sample window assembly | [5 empty] | None -> default wall assembly | None -> sample window assembly |  | None -> sample window assembly | [5 empty] | None -> default wall assembly | None -> sample window assembly |  | None -> sample window assembly | [5 empty] | None -> default wall assembly | None -> sample window assembly |  | None -> sample window assembly | [5 empty] | None -> default wall assembly | None -> sample window assembly |  | None -> sample window assembly | [6 empty] | None -> default roof assembly | [5 empty] | None -> default roof assembly | [5 empty] | None -> default roof assembly | [5 empty] | None -> default roof assembly
A-06_008_IS | ORIGINAL | A-06_008_IS | 3.9202 | 2.6 | 200 | 4 | L/s |  |  |  |  | Escritorio Ocup |  | 31 | Recessed Unvented | 1 | Escritorio Ilum | 5 | Escritorio Equip |  |  |  |  | Air Change | 0.05 | 0.05 | 0.05 | Slab Floor On Grade | 3.9202 | 0.5 | 8.1934 | 1 | [8 empty] | 3.9202 | 0.4 | 30.4 | 31.7 | 7.8 | 4.8
A-06_008_IS | EXTRAIDO | A-06_008_IS | 3.92 | 2.6 | 200 | 4 | L/s | 0 | Office Work | 0 | 0 | Escritorio Ocup | 0 | 31 | Recessed Unvented | 1 | Escritorio Ilum | 5 | Escritorio Equip | 0 | 0 | Sample Schedule | Sample Schedule | Air Change | 0.05 | 0.05 | 0.05 | Slab Floor On Grade | 3.92 | 0.5 | 8.19 | 1 | 0 | 0.568 | 0 | 0 | 23.9 | 35 | 23.9 | 12.8 | 3.92 | 0.4 | 30.4 | 31.7 | 7.8 | 4.8 | 0 | 2.839 | 23.9 | 35 | 23.9 | 12.8 |  | 0 | Default Wall Assembly | Sample Window Assembly |  | Sample Window Assembly |  |  |  |  | 0 | Default Wall Assembly | Sample Window Assembly |  | Sample Window Assembly |  |  |  |  | 0 | Default Wall Assembly | Sample Window Assembly |  | Sample Window Assembly |  |  |  |  | 0 | Default Wall Assembly | Sample Window Assembly |  | Sample Window Assembly |  |  |  |  | 0 | Default Wall Assembly | Sample Window Assembly |  | Sample Window Assembly |  |  |  |  | 0 | Default Wall Assembly | Sample Window Assembly |  | Sample Window Assembly |  |  |  |  | 0 | Default Wall Assembly | Sample Window Assembly |  | Sample Window Assembly |  |  |  |  | 0 | Default Wall Assembly | Sample Window Assembly |  | Sample Window Assembly |  |  |  |  | 0 |  | Default Roof Assembly |  |  |  | 0 |  | Default Roof Assembly |  |  |  | 0 |  | Default Roof Assembly |  |  |  | 0 |  | Default Roof Assembly
| DIFF | [7 empty] | None -> office work | [12 empty] | None -> sample schedule | None -> sample schedule | [10 empty] | None -> 0.57 |  |  | None -> 23.9 | None -> 35.0 | None -> 23.9 | None -> 12.8 | [7 empty] | None -> 2.84 | None -> 23.9 | None -> 35.0 | None -> 23.9 | None -> 12.8 |  |  | None -> default wall assembly | None -> sample window assembly |  | None -> sample window assembly | [5 empty] | None -> default wall assembly | None -> sample window assembly |  | None -> sample window assembly | [5 empty] | None -> default wall assembly | None -> sample window assembly |  | None -> sample window assembly | [5 empty] | None -> default wall assembly | None -> sample window assembly |  | None -> sample window assembly | [5 empty] | None -> default wall assembly | None -> sample window assembly |  | None -> sample window assembly | [5 empty] | None -> default wall assembly | None -> sample window assembly |  | None -> sample window assembly | [5 empty] | None -> default wall assembly | None -> sample window assembly |  | None -> sample window assembly | [5 empty] | None -> default wall assembly | None -> sample window assembly |  | None -> sample window assembly | [6 empty] | None -> default roof assembly | [5 empty] | None -> default roof assembly | [5 empty] | None -> default roof assembly | [5 empty] | None -> default roof assembly
A-06_009_Estacionamento_ | ORIGINAL | A-06_009_Estacionamento_ | 386.7742 | 2.6 | 200 | 323 | L/s |  |  |  |  | Sample Schedule |  | 774 | Recessed Unvented | 1 | Sample Schedule | 0 | Sample Schedule |  |  |  |  | Air Change | 0.05 | 0.05 | 0.05 | Slab Floor On Grade | 386.7742 | 0.5 | 39.3332 | 1 | [8 empty] | 386.7742 | 0.4 | 30.4 | 31.7 | 7.8 | 4.8
A-06_009_Estacionamento_ | EXTRAIDO | A-06_009_Estacionamento_ | 386.77 | 2.6 | 200 | 323 | L/s | 0 | Office Work | 0 | 0 | Sample Schedule | 0 | 774 | Recessed Unvented | 1 | Sample Schedule | 0 | Sample Schedule | 0 | 0 | Sample Schedule | Sample Schedule | Air Change | 0.05 | 0.05 | 0.05 | Slab Floor On Grade | 386.77 | 0.5 | 39.33 | 1 | 0 | 0.568 | 0 | 0 | 23.9 | 35 | 23.9 | 12.8 | 386.77 | 0.4 | 30.4 | 31.7 | 7.8 | 4.8 | 0 | 2.839 | 23.9 | 35 | 23.9 | 12.8 |  | 0 | Default Wall Assembly | Sample Window Assembly |  | Sample Window Assembly |  |  |  |  | 0 | Default Wall Assembly | Sample Window Assembly |  | Sample Window Assembly |  |  |  |  | 0 | Default Wall Assembly | Sample Window Assembly |  | Sample Window Assembly |  |  |  |  | 0 | Default Wall Assembly | Sample Window Assembly |  | Sample Window Assembly |  |  |  |  | 0 | Default Wall Assembly | Sample Window Assembly |  | Sample Window Assembly |  |  |  |  | 0 | Default Wall Assembly | Sample Window Assembly |  | Sample Window Assembly |  |  |  |  | 0 | Default Wall Assembly | Sample Window Assembly |  | Sample Window Assembly |  |  |  |  | 0 | Default Wall Assembly | Sample Window Assembly |  | Sample Window Assembly |  |  |  |  | 0 |  | Default Roof Assembly |  |  |  | 0 |  | Default Roof Assembly |  |  |  | 0 |  | Default Roof Assembly |  |  |  | 0 |  | Default Roof Assembly
| DIFF | [7 empty] | None -> office work | [12 empty] | None -> sample schedule | None -> sample schedule | [10 empty] | None -> 0.57 |  |  | None -> 23.9 | None -> 35.0 | None -> 23.9 | None -> 12.8 | [7 empty] | None -> 2.84 | None -> 23.9 | None -> 35.0 | None -> 23.9 | None -> 12.8 |  |  | None -> default wall assembly | None -> sample window assembly |  | None -> sample window assembly | [5 empty] | None -> default wall assembly | None -> sample window assembly |  | None -> sample window assembly | [5 empty] | None -> default wall assembly | None -> sample window assembly |  | None -> sample window assembly | [5 empty] | None -> default wall assembly | None -> sample window assembly |  | None -> sample window assembly | [5 empty] | None -> default wall assembly | None -> sample window assembly |  | None -> sample window assembly | [5 empty] | None -> default wall assembly | None -> sample window assembly |  | None -> sample window assembly | [5 empty] | None -> default wall assembly | None -> sample window assembly |  | None -> sample window assembly | [5 empty] | None -> default wall assembly | None -> sample window assembly |  | None -> sample window assembly | [6 empty] | None -> default roof assembly | [5 empty] | None -> default roof assembly | [5 empty] | None -> default roof assembly | [5 empty] | None -> default roof assembly
B-05_001_Area_21 | ORIGINAL | B-05_001_Area_21 | 631.655 | 2.6 | 200 | 527 | L/s | 15 | Office Work | 70 | 45 | Escritorio Ocup |  | 7580 | Recessed Unvented | 1 | Escritorio Ilum | 15 | Escritorio Equip |  |  |  |  | Air Change | 0.05 | 0.05 | 0.05 | Floor Above Uncond Space | 631.655 | 0.45 | [6 empty] | 30.4 | 31.7 | 7.8 | 4.8 | 320.722 | 0.4 | 30.4 | 31.7 | 7.8 | 4.8 | 95.7 | 0.5 | 30.4 | 31.7 | 7.8 | 4.8
B-05_001_Area_21 | EXTRAIDO | B-05_001_Area_21 | 631.65 | 2.6 | 200 | 527 | L/s | 15 | Office Work | 70 | 45 | Escritorio Ocup | 0 | 7580 | Recessed Unvented | 1 | Escritorio Ilum | 15 | Escritorio Equip | 0 | 0 | Sample Schedule | Sample Schedule | Air Change | 0.05 | 0.05 | 0.05 | Floor Above Uncond Space | 631.65 | 0.45 | 0 | 0 | 0 | 0.568 | 0 | 0 | 30.4 | 31.7 | 7.8 | 4.8 | 320.72 | 0.4 | 30.4 | 31.7 | 7.8 | 4.8 | 95.7 | 0.5 | 30.4 | 31.7 | 7.8 | 4.8 |  | 0 | Default Wall Assembly | Sample Window Assembly |  | Sample Window Assembly |  |  |  |  | 0 | Default Wall Assembly | Sample Window Assembly |  | Sample Window Assembly |  |  |  |  | 0 | Default Wall Assembly | Sample Window Assembly |  | Sample Window Assembly |  |  |  |  | 0 | Default Wall Assembly | Sample Window Assembly |  | Sample Window Assembly |  |  |  |  | 0 | Default Wall Assembly | Sample Window Assembly |  | Sample Window Assembly |  |  |  |  | 0 | Default Wall Assembly | Sample Window Assembly |  | Sample Window Assembly |  |  |  |  | 0 | Default Wall Assembly | Sample Window Assembly |  | Sample Window Assembly |  |  |  |  | 0 | Default Wall Assembly | Sample Window Assembly |  | Sample Window Assembly |  |  |  |  | 0 |  | Default Roof Assembly |  |  |  | 0 |  | Default Roof Assembly |  |  |  | 0 |  | Default Roof Assembly |  |  |  | 0 |  | Default Roof Assembly
| DIFF | [20 empty] | None -> sample schedule | None -> sample schedule | [10 empty] | None -> 0.57 | [20 empty] | None -> default wall assembly | None -> sample window assembly |  | None -> sample window assembly | [5 empty] | None -> default wall assembly | None -> sample window assembly |  | None -> sample window assembly | [5 empty] | None -> default wall assembly | None -> sample window assembly |  | None -> sample window assembly | [5 empty] | None -> default wall assembly | None -> sample window assembly |  | None -> sample window assembly | [5 empty] | None -> default wall assembly | None -> sample window assembly |  | None -> sample window assembly | [5 empty] | None -> default wall assembly | None -> sample window assembly |  | None -> sample window assembly | [5 empty] | None -> default wall assembly | None -> sample window assembly |  | None -> sample window assembly | [5 empty] | None -> default wall assembly | None -> sample window assembly |  | None -> sample window assembly | [6 empty] | None -> default roof assembly | [5 empty] | None -> default roof assembly | [5 empty] | None -> default roof assembly | [5 empty] | None -> default roof assembly
B-05_002_Caixa_de_escada | ORIGINAL | B-05_002_Caixa_de_escada | 20.4437 | 2.6 | 200 | 18 | L/s |  |  |  |  | Escritorio Ocup |  | 102 | Recessed Unvented | 1 | Escritorio Ilum | 0 | Escritorio Equip |  |  |  |  | Air Change | 0.05 | 0.05 | 0.05 | Floor Above Uncond Space | 20.4437 | 0.45 | [6 empty] | 30.4 | 31.7 | 7.8 | 4.8 | 20.4437 | 0.4 | 30.4 | 31.7 | 7.8 | 4.8 | 12.6 | 0.5 | 30.4 | 31.7 | 7.8 | 4.8
B-05_002_Caixa_de_escada | EXTRAIDO | B-05_002_Caixa_de_escada | 20.44 | 2.6 | 200 | 18 | L/s | 0 | Office Work | 0 | 0 | Escritorio Ocup | 0 | 102 | Recessed Unvented | 1 | Escritorio Ilum | 0 | Escritorio Equip | 0 | 0 | Sample Schedule | Sample Schedule | Air Change | 0.05 | 0.05 | 0.05 | Floor Above Uncond Space | 20.44 | 0.45 | 0 | 0 | 0 | 0.568 | 0 | 0 | 30.4 | 31.7 | 7.8 | 4.8 | 20.44 | 0.4 | 30.4 | 31.7 | 7.8 | 4.8 | 12.6 | 0.5 | 30.4 | 31.7 | 7.8 | 4.8 |  | 0 | Default Wall Assembly | Sample Window Assembly |  | Sample Window Assembly |  |  |  |  | 0 | Default Wall Assembly | Sample Window Assembly |  | Sample Window Assembly |  |  |  |  | 0 | Default Wall Assembly | Sample Window Assembly |  | Sample Window Assembly |  |  |  |  | 0 | Default Wall Assembly | Sample Window Assembly |  | Sample Window Assembly |  |  |  |  | 0 | Default Wall Assembly | Sample Window Assembly |  | Sample Window Assembly |  |  |  |  | 0 | Default Wall Assembly | Sample Window Assembly |  | Sample Window Assembly |  |  |  |  | 0 | Default Wall Assembly | Sample Window Assembly |  | Sample Window Assembly |  |  |  |  | 0 | Default Wall Assembly | Sample Window Assembly |  | Sample Window Assembly |  |  |  |  | 0 |  | Default Roof Assembly |  |  |  | 0 |  | Default Roof Assembly |  |  |  | 0 |  | Default Roof Assembly |  |  |  | 0 |  | Default Roof Assembly
| DIFF | [7 empty] | None -> office work | [12 empty] | None -> sample schedule | None -> sample schedule | [10 empty] | None -> 0.57 | [20 empty] | None -> default wall assembly | None -> sample window assembly |  | None -> sample window assembly | [5 empty] | None -> default wall assembly | None -> sample window assembly |  | None -> sample window assembly | [5 empty] | None -> default wall assembly | None -> sample window assembly |  | None -> sample window assembly | [5 empty] | None -> default wall assembly | None -> sample window assembly |  | None -> sample window assembly | [5 empty] | None -> default wall assembly | None -> sample window assembly |  | None -> sample window assembly | [5 empty] | None -> default wall assembly | None -> sample window assembly |  | None -> sample window assembly | [5 empty] | None -> default wall assembly | None -> sample window assembly |  | None -> sample window assembly | [5 empty] | None -> default wall assembly | None -> sample window assembly |  | None -> sample window assembly | [6 empty] | None -> default roof assembly | [5 empty] | None -> default roof assembly | [5 empty] | None -> default roof assembly | [5 empty] | None -> default roof assembly
B-05_003_Caixa_de_escada | ORIGINAL | B-05_003_Caixa_de_escada | 21.1039 | 2.6 | 200 | 18 | L/s |  |  |  |  | Escritorio Ocup |  | 106 | Recessed Unvented | 1 | Escritorio Ilum | 0 | Escritorio Equip |  |  |  |  | Air Change | 0.05 | 0.05 | 0.05 | Floor Above Uncond Space | 21.1039 | 0.45 | [6 empty] | 30.4 | 31.7 | 7.8 | 4.8 | 21.1039 | 0.4 | 30.4 | 31.7 | 7.8 | 4.8 | 22.4 | 0.5 | 30.4 | 31.7 | 7.8 | 4.8
B-05_003_Caixa_de_escada | EXTRAIDO | B-05_003_Caixa_de_escada | 21.1 | 2.6 | 200 | 18 | L/s | 0 | Office Work | 0 | 0 | Escritorio Ocup | 0 | 106 | Recessed Unvented | 1 | Escritorio Ilum | 0 | Escritorio Equip | 0 | 0 | Sample Schedule | Sample Schedule | Air Change | 0.05 | 0.05 | 0.05 | Floor Above Uncond Space | 21.1 | 0.45 | 0 | 0 | 0 | 0.568 | 0 | 0 | 30.4 | 31.7 | 7.8 | 4.8 | 21.1 | 0.4 | 30.4 | 31.7 | 7.8 | 4.8 | 22.4 | 0.5 | 30.4 | 31.7 | 7.8 | 4.8 |  | 0 | Default Wall Assembly | Sample Window Assembly |  | Sample Window Assembly |  |  |  |  | 0 | Default Wall Assembly | Sample Window Assembly |  | Sample Window Assembly |  |  |  |  | 0 | Default Wall Assembly | Sample Window Assembly |  | Sample Window Assembly |  |  |  |  | 0 | Default Wall Assembly | Sample Window Assembly |  | Sample Window Assembly |  |  |  |  | 0 | Default Wall Assembly | Sample Window Assembly |  | Sample Window Assembly |  |  |  |  | 0 | Default Wall Assembly | Sample Window Assembly |  | Sample Window Assembly |  |  |  |  | 0 | Default Wall Assembly | Sample Window Assembly |  | Sample Window Assembly |  |  |  |  | 0 | Default Wall Assembly | Sample Window Assembly |  | Sample Window Assembly |  |  |  |  | 0 |  | Default Roof Assembly |  |  |  | 0 |  | Default Roof Assembly |  |  |  | 0 |  | Default Roof Assembly |  |  |  | 0 |  | Default Roof Assembly
| DIFF | [7 empty] | None -> office work | [12 empty] | None -> sample schedule | None -> sample schedule | [10 empty] | None -> 0.57 | [20 empty] | None -> default wall assembly | None -> sample window assembly |  | None -> sample window assembly | [5 empty] | None -> default wall assembly | None -> sample window assembly |  | None -> sample window assembly | [5 empty] | None -> default wall assembly | None -> sample window assembly |  | None -> sample window assembly | [5 empty] | None -> default wall assembly | None -> sample window assembly |  | None -> sample window assembly | [5 empty] | None -> default wall assembly | None -> sample window assembly |  | None -> sample window assembly | [5 empty] | None -> default wall assembly | None -> sample window assembly |  | None -> sample window assembly | [5 empty] | None -> default wall assembly | None -> sample window assembly |  | None -> sample window assembly | [5 empty] | None -> default wall assembly | None -> sample window assembly |  | None -> sample window assembly | [6 empty] | None -> default roof assembly | [5 empty] | None -> default roof assembly | [5 empty] | None -> default roof assembly | [5 empty] | None -> default roof assembly
B-05_004_Caixa_de_escada | ORIGINAL | B-05_004_Caixa_de_escada | 19.7007 | 2.6 | 200 | 17 | L/s |  |  |  |  | Escritorio Ocup |  | 99 | Recessed Unvented | 1 | Escritorio Ilum | 0 | Escritorio Equip |  |  |  |  | Air Change | 0.05 | 0.05 | 0.05 | Floor Above Uncond Space | 19.7007 | 0.45 | [6 empty] | 30.4 | 31.7 | 7.8 | 4.8 | 19.7007 | 0.4 | 30.4 | 31.7 | 7.8 | 4.8 | 4.4 | 0.5 | 30.4 | 31.7 | 7.8 | 4.8
B-05_004_Caixa_de_escada | EXTRAIDO | B-05_004_Caixa_de_escada | 19.7 | 2.6 | 200 | 17 | L/s | 0 | Office Work | 0 | 0 | Escritorio Ocup | 0 | 99 | Recessed Unvented | 1 | Escritorio Ilum | 0 | Escritorio Equip | 0 | 0 | Sample Schedule | Sample Schedule | Air Change | 0.05 | 0.05 | 0.05 | Floor Above Uncond Space | 19.7 | 0.45 | 0 | 0 | 0 | 0.568 | 0 | 0 | 30.4 | 31.7 | 7.8 | 4.8 | 19.7 | 0.4 | 30.4 | 31.7 | 7.8 | 4.8 | 4.4 | 0.5 | 30.4 | 31.7 | 7.8 | 4.8 |  | 0 | Default Wall Assembly | Sample Window Assembly |  | Sample Window Assembly |  |  |  |  | 0 | Default Wall Assembly | Sample Window Assembly |  | Sample Window Assembly |  |  |  |  | 0 | Default Wall Assembly | Sample Window Assembly |  | Sample Window Assembly |  |  |  |  | 0 | Default Wall Assembly | Sample Window Assembly |  | Sample Window Assembly |  |  |  |  | 0 | Default Wall Assembly | Sample Window Assembly |  | Sample Window Assembly |  |  |  |  | 0 | Default Wall Assembly | Sample Window Assembly |  | Sample Window Assembly |  |  |  |  | 0 | Default Wall Assembly | Sample Window Assembly |  | Sample Window Assembly |  |  |  |  | 0 | Default Wall Assembly | Sample Window Assembly |  | Sample Window Assembly |  |  |  |  | 0 |  | Default Roof Assembly |  |  |  | 0 |  | Default Roof Assembly |  |  |  | 0 |  | Default Roof Assembly |  |  |  | 0 |  | Default Roof Assembly
| DIFF | [7 empty] | None -> office work | [12 empty] | None -> sample schedule | None -> sample schedule | [10 empty] | None -> 0.57 | [20 empty] | None -> default wall assembly | None -> sample window assembly |  | None -> sample window assembly | [5 empty] | None -> default wall assembly | None -> sample window assembly |  | None -> sample window assembly | [5 empty] | None -> default wall assembly | None -> sample window assembly |  | None -> sample window assembly | [5 empty] | None -> default wall assembly | None -> sample window assembly |  | None -> sample window assembly | [5 empty] | None -> default wall assembly | None -> sample window assembly |  | None -> sample window assembly | [5 empty] | None -> default wall assembly | None -> sample window assembly |  | None -> sample window assembly | [5 empty] | None -> default wall assembly | None -> sample window assembly |  | None -> sample window assembly | [5 empty] | None -> default wall assembly | None -> sample window assembly |  | None -> sample window assembly | [6 empty] | None -> default roof assembly | [5 empty] | None -> default roof assembly | [5 empty] | None -> default roof assembly | [5 empty] | None -> default roof assembly
B-05_005_Circulacao | ORIGINAL | B-05_005_Circulacao | 18.1552 | 2.6 | 200 | 16 | L/s |  |  |  |  | Escritorio Ocup |  | 145 | Recessed Unvented | 1 | Escritorio Ilum | 0 | Escritorio Equip |  |  |  |  | Air Change | 0.05 | 0.05 | 0.05 | Floor Above Uncond Space | 18.1552 | 0.45 | [6 empty] | 30.4 | 31.7 | 7.8 | 4.8 | 18.1552 | 0.4 | 30.4 | 31.7 | 7.8 | 4.8 | 17.2 | 0.5 | 30.4 | 31.7 | 7.8 | 4.8
B-05_005_Circulacao | EXTRAIDO | B-05_005_Circulacao | 18.16 | 2.6 | 200 | 16 | L/s | 0 | Office Work | 0 | 0 | Escritorio Ocup | 0 | 145 | Recessed Unvented | 1 | Escritorio Ilum | 0 | Escritorio Equip | 0 | 0 | Sample Schedule | Sample Schedule | Air Change | 0.05 | 0.05 | 0.05 | Floor Above Uncond Space | 18.16 | 0.45 | 0 | 0 | 0 | 0.568 | 0 | 0 | 30.4 | 31.7 | 7.8 | 4.8 | 18.16 | 0.4 | 30.4 | 31.7 | 7.8 | 4.8 | 17.2 | 0.5 | 30.4 | 31.7 | 7.8 | 4.8 |  | 0 | Default Wall Assembly | Sample Window Assembly |  | Sample Window Assembly |  |  |  |  | 0 | Default Wall Assembly | Sample Window Assembly |  | Sample Window Assembly |  |  |  |  | 0 | Default Wall Assembly | Sample Window Assembly |  | Sample Window Assembly |  |  |  |  | 0 | Default Wall Assembly | Sample Window Assembly |  | Sample Window Assembly |  |  |  |  | 0 | Default Wall Assembly | Sample Window Assembly |  | Sample Window Assembly |  |  |  |  | 0 | Default Wall Assembly | Sample Window Assembly |  | Sample Window Assembly |  |  |  |  | 0 | Default Wall Assembly | Sample Window Assembly |  | Sample Window Assembly |  |  |  |  | 0 | Default Wall Assembly | Sample Window Assembly |  | Sample Window Assembly |  |  |  |  | 0 |  | Default Roof Assembly |  |  |  | 0 |  | Default Roof Assembly |  |  |  | 0 |  | Default Roof Assembly |  |  |  | 0 |  | Default Roof Assembly
| DIFF | [7 empty] | None -> office work | [12 empty] | None -> sample schedule | None -> sample schedule | [10 empty] | None -> 0.57 | [20 empty] | None -> default wall assembly | None -> sample window assembly |  | None -> sample window assembly | [5 empty] | None -> default wall assembly | None -> sample window assembly |  | None -> sample window assembly | [5 empty] | None -> default wall assembly | None -> sample window assembly |  | None -> sample window assembly | [5 empty] | None -> default wall assembly | None -> sample window assembly |  | None -> sample window assembly | [5 empty] | None -> default wall assembly | None -> sample window assembly |  | None -> sample window assembly | [5 empty] | None -> default wall assembly | None -> sample window assembly |  | None -> sample window assembly | [5 empty] | None -> default wall assembly | None -> sample window assembly |  | None -> sample window assembly | [5 empty] | None -> default wall assembly | None -> sample window assembly |  | None -> sample window assembly | [6 empty] | None -> default roof assembly | [5 empty] | None -> default roof assembly | [5 empty] | None -> default roof assembly | [5 empty] | None -> default roof assembly
B-05_006_Circulacao | ORIGINAL | B-05_006_Circulacao | 35.4705 | 2.6 | 200 | 30 | L/s |  |  |  |  | Escritorio Ocup |  | 284 | Recessed Unvented | 1 | Escritorio Ilum | 0 | Escritorio Equip |  |  |  |  | Air Change | 0.05 | 0.05 | 0.05 | Floor Above Uncond Space | 35.4705 | 0.45 | [6 empty] | 30.4 | 31.7 | 7.8 | 4.8 | 35.4705 | 0.4 | 30.4 | 31.7 | 7.8 | 4.8 | 28.4 | 0.5 | 30.4 | 31.7 | 7.8 | 4.8
B-05_006_Circulacao | EXTRAIDO | B-05_006_Circulacao | 35.47 | 2.6 | 200 | 30 | L/s | 0 | Office Work | 0 | 0 | Escritorio Ocup | 0 | 284 | Recessed Unvented | 1 | Escritorio Ilum | 0 | Escritorio Equip | 0 | 0 | Sample Schedule | Sample Schedule | Air Change | 0.05 | 0.05 | 0.05 | Floor Above Uncond Space | 35.47 | 0.45 | 0 | 0 | 0 | 0.568 | 0 | 0 | 30.4 | 31.7 | 7.8 | 4.8 | 35.47 | 0.4 | 30.4 | 31.7 | 7.8 | 4.8 | 28.4 | 0.5 | 30.4 | 31.7 | 7.8 | 4.8 |  | 0 | Default Wall Assembly | Sample Window Assembly |  | Sample Window Assembly |  |  |  |  | 0 | Default Wall Assembly | Sample Window Assembly |  | Sample Window Assembly |  |  |  |  | 0 | Default Wall Assembly | Sample Window Assembly |  | Sample Window Assembly |  |  |  |  | 0 | Default Wall Assembly | Sample Window Assembly |  | Sample Window Assembly |  |  |  |  | 0 | Default Wall Assembly | Sample Window Assembly |  | Sample Window Assembly |  |  |  |  | 0 | Default Wall Assembly | Sample Window Assembly |  | Sample Window Assembly |  |  |  |  | 0 | Default Wall Assembly | Sample Window Assembly |  | Sample Window Assembly |  |  |  |  | 0 | Default Wall Assembly | Sample Window Assembly |  | Sample Window Assembly |  |  |  |  | 0 |  | Default Roof Assembly |  |  |  | 0 |  | Default Roof Assembly |  |  |  | 0 |  | Default Roof Assembly |  |  |  | 0 |  | Default Roof Assembly
| DIFF | [7 empty] | None -> office work | [12 empty] | None -> sample schedule | None -> sample schedule | [10 empty] | None -> 0.57 | [20 empty] | None -> default wall assembly | None -> sample window assembly |  | None -> sample window assembly | [5 empty] | None -> default wall assembly | None -> sample window assembly |  | None -> sample window assembly | [5 empty] | None -> default wall assembly | None -> sample window assembly |  | None -> sample window assembly | [5 empty] | None -> default wall assembly | None -> sample window assembly |  | None -> sample window assembly | [5 empty] | None -> default wall assembly | None -> sample window assembly |  | None -> sample window assembly | [5 empty] | None -> default wall assembly | None -> sample window assembly |  | None -> sample window assembly | [5 empty] | None -> default wall assembly | None -> sample window assembly |  | None -> sample window assembly | [5 empty] | None -> default wall assembly | None -> sample window assembly |  | None -> sample window assembly | [6 empty] | None -> default roof assembly | [5 empty] | None -> default roof assembly | [5 empty] | None -> default roof assembly | [5 empty] | None -> default roof assembly
B-05_007_Zonas_tecnicas_ | ORIGINAL | B-05_007_Zonas_tecnicas_ | 65.9416 | 2.6 | 200 | 55 | L/s |  |  |  |  | Sample Schedule |  | 330 | Recessed Unvented | 1 | Sample Schedule | 5 | Sample Schedule |  |  |  |  | Air Change | 0.05 | 0.05 | 0.05 | Floor Above Uncond Space | 65.9416 | 0.45 | [6 empty] | 30.4 | 31.7 | 7.8 | 4.8 | 65.9416 | 0.4 | 30.4 | 31.7 | 7.8 | 4.8
B-05_007_Zonas_tecnicas_ | EXTRAIDO | B-05_007_Zonas_tecnicas_ | 65.94 | 2.6 | 200 | 55 | L/s | 0 | Office Work | 0 | 0 | Sample Schedule | 0 | 330 | Recessed Unvented | 1 | Sample Schedule | 5 | Sample Schedule | 0 | 0 | Sample Schedule | Sample Schedule | Air Change | 0.05 | 0.05 | 0.05 | Floor Above Uncond Space | 65.94 | 0.45 | 0 | 0 | 0 | 0.568 | 0 | 0 | 30.4 | 31.7 | 7.8 | 4.8 | 65.94 | 0.4 | 30.4 | 31.7 | 7.8 | 4.8 | 0 | 2.839 | 23.9 | 35 | 23.9 | 12.8 |  | 0 | Default Wall Assembly | Sample Window Assembly |  | Sample Window Assembly |  |  |  |  | 0 | Default Wall Assembly | Sample Window Assembly |  | Sample Window Assembly |  |  |  |  | 0 | Default Wall Assembly | Sample Window Assembly |  | Sample Window Assembly |  |  |  |  | 0 | Default Wall Assembly | Sample Window Assembly |  | Sample Window Assembly |  |  |  |  | 0 | Default Wall Assembly | Sample Window Assembly |  | Sample Window Assembly |  |  |  |  | 0 | Default Wall Assembly | Sample Window Assembly |  | Sample Window Assembly |  |  |  |  | 0 | Default Wall Assembly | Sample Window Assembly |  | Sample Window Assembly |  |  |  |  | 0 | Default Wall Assembly | Sample Window Assembly |  | Sample Window Assembly |  |  |  |  | 0 |  | Default Roof Assembly |  |  |  | 0 |  | Default Roof Assembly |  |  |  | 0 |  | Default Roof Assembly |  |  |  | 0 |  | Default Roof Assembly
| DIFF | [7 empty] | None -> office work | [12 empty] | None -> sample schedule | None -> sample schedule | [10 empty] | None -> 0.57 | [13 empty] | None -> 2.84 | None -> 23.9 | None -> 35.0 | None -> 23.9 | None -> 12.8 |  |  | None -> default wall assembly | None -> sample window assembly |  | None -> sample window assembly | [5 empty] | None -> default wall assembly | None -> sample window assembly |  | None -> sample window assembly | [5 empty] | None -> default wall assembly | None -> sample window assembly |  | None -> sample window assembly | [5 empty] | None -> default wall assembly | None -> sample window assembly |  | None -> sample window assembly | [5 empty] | None -> default wall assembly | None -> sample window assembly |  | None -> sample window assembly | [5 empty] | None -> default wall assembly | None -> sample window assembly |  | None -> sample window assembly | [5 empty] | None -> default wall assembly | None -> sample window assembly |  | None -> sample window assembly | [5 empty] | None -> default wall assembly | None -> sample window assembly |  | None -> sample window assembly | [6 empty] | None -> default roof assembly | [5 empty] | None -> default roof assembly | [5 empty] | None -> default roof assembly | [5 empty] | None -> default roof assembly
B-05_008_Estacionamento_ | ORIGINAL | B-05_008_Estacionamento_ | 450.6631 | 2.6 | 200 | 376 | L/s |  |  |  |  | Sample Schedule |  | 901 | Recessed Unvented | 1 | Sample Schedule | 0 | Sample Schedule |  |  |  |  | Air Change | 0.05 | 0.05 | 0.05 | Floor Above Uncond Space | 450.6631 | 0.45 | [6 empty] | 30.4 | 31.7 | 7.8 | 4.8 | 450.6631 | 0.4 | 30.4 | 31.7 | 7.8 | 4.8
B-05_008_Estacionamento_ | EXTRAIDO | B-05_008_Estacionamento_ | 450.66 | 2.6 | 200 | 376 | L/s | 0 | Office Work | 0 | 0 | Sample Schedule | 0 | 901 | Recessed Unvented | 1 | Sample Schedule | 0 | Sample Schedule | 0 | 0 | Sample Schedule | Sample Schedule | Air Change | 0.05 | 0.05 | 0.05 | Floor Above Uncond Space | 450.66 | 0.45 | 0 | 0 | 0 | 0.568 | 0 | 0 | 30.4 | 31.7 | 7.8 | 4.8 | 450.66 | 0.4 | 30.4 | 31.7 | 7.8 | 4.8 | 0 | 2.839 | 23.9 | 35 | 23.9 | 12.8 |  | 0 | Default Wall Assembly | Sample Window Assembly |  | Sample Window Assembly |  |  |  |  | 0 | Default Wall Assembly | Sample Window Assembly |  | Sample Window Assembly |  |  |  |  | 0 | Default Wall Assembly | Sample Window Assembly |  | Sample Window Assembly |  |  |  |  | 0 | Default Wall Assembly | Sample Window Assembly |  | Sample Window Assembly |  |  |  |  | 0 | Default Wall Assembly | Sample Window Assembly |  | Sample Window Assembly |  |  |  |  | 0 | Default Wall Assembly | Sample Window Assembly |  | Sample Window Assembly |  |  |  |  | 0 | Default Wall Assembly | Sample Window Assembly |  | Sample Window Assembly |  |  |  |  | 0 | Default Wall Assembly | Sample Window Assembly |  | Sample Window Assembly |  |  |  |  | 0 |  | Default Roof Assembly |  |  |  | 0 |  | Default Roof Assembly |  |  |  | 0 |  | Default Roof Assembly |  |  |  | 0 |  | Default Roof Assembly
| DIFF | [7 empty] | None -> office work | [12 empty] | None -> sample schedule | None -> sample schedule | [10 empty] | None -> 0.57 | [13 empty] | None -> 2.84 | None -> 23.9 | None -> 35.0 | None -> 23.9 | None -> 12.8 |  |  | None -> default wall assembly | None -> sample window assembly |  | None -> sample window assembly | [5 empty] | None -> default wall assembly | None -> sample window assembly |  | None -> sample window assembly | [5 empty] | None -> default wall assembly | None -> sample window assembly |  | None -> sample window assembly | [5 empty] | None -> default wall assembly | None -> sample window assembly |  | None -> sample window assembly | [5 empty] | None -> default wall assembly | None -> sample window assembly |  | None -> sample window assembly | [5 empty] | None -> default wall assembly | None -> sample window assembly |  | None -> sample window assembly | [5 empty] | None -> default wall assembly | None -> sample window assembly |  | None -> sample window assembly | [5 empty] | None -> default wall assembly | None -> sample window assembly |  | None -> sample window assembly | [6 empty] | None -> default roof assembly | [5 empty] | None -> default roof assembly | [5 empty] | None -> default roof assembly | [5 empty] | None -> default roof assembly
C-04_001_Area_36 | ORIGINAL | C-04_001_Area_36 | 109.0174 | 2.6 | 200 | 92 | L/s | 3 | Office Work | 70 | 45 | Escritorio Ocup |  | 1308 | Recessed Unvented | 1 | Escritorio Ilum | 15 | Escritorio Equip |  |  |  |  | Air Change | 0.05 | 0.05 | 0.05 | Floor Above Uncond Space | 109.0174 | 0.45 | [6 empty] | 30.4 | 31.7 | 7.8 | 4.8 | 0.34253 | 0.4 | 30.4 | 31.7 | 7.8 | 4.8 | 52.6 | 0.5 | 30.4 | 31.7 | 7.8 | 4.8
C-04_001_Area_36 | EXTRAIDO | C-04_001_Area_36 | 109.02 | 2.6 | 200 | 92 | L/s | 3 | Office Work | 70 | 45 | Escritorio Ocup | 0 | 1308 | Recessed Unvented | 1 | Escritorio Ilum | 15 | Escritorio Equip | 0 | 0 | Sample Schedule | Sample Schedule | Air Change | 0.05 | 0.05 | 0.05 | Floor Above Uncond Space | 109.02 | 0.45 | 0 | 0 | 0 | 0.568 | 0 | 0 | 30.4 | 31.7 | 7.8 | 4.8 | 0.34 | 0.4 | 30.4 | 31.7 | 7.8 | 4.8 | 52.6 | 0.5 | 30.4 | 31.7 | 7.8 | 4.8 |  | 0 | Default Wall Assembly | Sample Window Assembly |  | Sample Window Assembly |  |  |  |  | 0 | Default Wall Assembly | Sample Window Assembly |  | Sample Window Assembly |  |  |  |  | 0 | Default Wall Assembly | Sample Window Assembly |  | Sample Window Assembly |  |  |  |  | 0 | Default Wall Assembly | Sample Window Assembly |  | Sample Window Assembly |  |  |  |  | 0 | Default Wall Assembly | Sample Window Assembly |  | Sample Window Assembly |  |  |  |  | 0 | Default Wall Assembly | Sample Window Assembly |  | Sample Window Assembly |  |  |  |  | 0 | Default Wall Assembly | Sample Window Assembly |  | Sample Window Assembly |  |  |  |  | 0 | Default Wall Assembly | Sample Window Assembly |  | Sample Window Assembly |  |  |  |  | 0 |  | Default Roof Assembly |  |  |  | 0 |  | Default Roof Assembly |  |  |  | 0 |  | Default Roof Assembly |  |  |  | 0 |  | Default Roof Assembly
| DIFF | [20 empty] | None -> sample schedule | None -> sample schedule | [10 empty] | None -> 0.57 | [20 empty] | None -> default wall assembly | None -> sample window assembly |  | None -> sample window assembly | [5 empty] | None -> default wall assembly | None -> sample window assembly |  | None -> sample window assembly | [5 empty] | None -> default wall assembly | None -> sample window assembly |  | None -> sample window assembly | [5 empty] | None -> default wall assembly | None -> sample window assembly |  | None -> sample window assembly | [5 empty] | None -> default wall assembly | None -> sample window assembly |  | None -> sample window assembly | [5 empty] | None -> default wall assembly | None -> sample window assembly |  | None -> sample window assembly | [5 empty] | None -> default wall assembly | None -> sample window assembly |  | None -> sample window assembly | [5 empty] | None -> default wall assembly | None -> sample window assembly |  | None -> sample window assembly | [6 empty] | None -> default roof assembly | [5 empty] | None -> default roof assembly | [5 empty] | None -> default roof assembly | [5 empty] | None -> default roof assembly
C-04_002_Caixa_de_escada | ORIGINAL | C-04_002_Caixa_de_escada | 20.1686 | 2.6 | 200 | 17 | L/s |  |  |  |  | Escritorio Ocup |  | 101 | Recessed Unvented | 1 | Escritorio Ilum | 0 | Escritorio Equip |  |  |  |  | Air Change | 0.05 | 0.05 | 0.05 | Floor Above Uncond Space | 20.1686 | 0.45 | [6 empty] | 30.4 | 31.7 | 7.8 | 4.8 | 20.1686 | 0.4 | 30.4 | 31.7 | 7.8 | 4.8 | 9.8 | 0.5 | 30.4 | 31.7 | 7.8 | 4.8
C-04_002_Caixa_de_escada | EXTRAIDO | C-04_002_Caixa_de_escada | 20.17 | 2.6 | 200 | 17 | L/s | 0 | Office Work | 0 | 0 | Escritorio Ocup | 0 | 101 | Recessed Unvented | 1 | Escritorio Ilum | 0 | Escritorio Equip | 0 | 0 | Sample Schedule | Sample Schedule | Air Change | 0.05 | 0.05 | 0.05 | Floor Above Uncond Space | 20.17 | 0.45 | 0 | 0 | 0 | 0.568 | 0 | 0 | 30.4 | 31.7 | 7.8 | 4.8 | 20.17 | 0.4 | 30.4 | 31.7 | 7.8 | 4.8 | 9.8 | 0.5 | 30.4 | 31.7 | 7.8 | 4.8 |  | 0 | Default Wall Assembly | Sample Window Assembly |  | Sample Window Assembly |  |  |  |  | 0 | Default Wall Assembly | Sample Window Assembly |  | Sample Window Assembly |  |  |  |  | 0 | Default Wall Assembly | Sample Window Assembly |  | Sample Window Assembly |  |  |  |  | 0 | Default Wall Assembly | Sample Window Assembly |  | Sample Window Assembly |  |  |  |  | 0 | Default Wall Assembly | Sample Window Assembly |  | Sample Window Assembly |  |  |  |  | 0 | Default Wall Assembly | Sample Window Assembly |  | Sample Window Assembly |  |  |  |  | 0 | Default Wall Assembly | Sample Window Assembly |  | Sample Window Assembly |  |  |  |  | 0 | Default Wall Assembly | Sample Window Assembly |  | Sample Window Assembly |  |  |  |  | 0 |  | Default Roof Assembly |  |  |  | 0 |  | Default Roof Assembly |  |  |  | 0 |  | Default Roof Assembly |  |  |  | 0 |  | Default Roof Assembly
| DIFF | [7 empty] | None -> office work | [12 empty] | None -> sample schedule | None -> sample schedule | [10 empty] | None -> 0.57 | [20 empty] | None -> default wall assembly | None -> sample window assembly |  | None -> sample window assembly | [5 empty] | None -> default wall assembly | None -> sample window assembly |  | None -> sample window assembly | [5 empty] | None -> default wall assembly | None -> sample window assembly |  | None -> sample window assembly | [5 empty] | None -> default wall assembly | None -> sample window assembly |  | None -> sample window assembly | [5 empty] | None -> default wall assembly | None -> sample window assembly |  | None -> sample window assembly | [5 empty] | None -> default wall assembly | None -> sample window assembly |  | None -> sample window assembly | [5 empty] | None -> default wall assembly | None -> sample window assembly |  | None -> sample window assembly | [5 empty] | None -> default wall assembly | None -> sample window assembly |  | None -> sample window assembly | [6 empty] | None -> default roof assembly | [5 empty] | None -> default roof assembly | [5 empty] | None -> default roof assembly | [5 empty] | None -> default roof assembly
C-04_003_Caixa_de_escada | ORIGINAL | C-04_003_Caixa_de_escada | 21.4131 | 2.6 | 200 | 19 | L/s |  |  |  |  | Escritorio Ocup |  | 107 | Recessed Unvented | 1 | Escritorio Ilum | 0 | Escritorio Equip |  |  |  |  | Air Change | 0.05 | 0.05 | 0.05 | Floor Above Uncond Space | 21.4131 | 0.45 | [6 empty] | 30.4 | 31.7 | 7.8 | 4.8 | 21.4131 | 0.4 | 30.4 | 31.7 | 7.8 | 4.8 | 30.4 | 0.5 | 30.4 | 31.7 | 7.8 | 4.8
C-04_003_Caixa_de_escada | EXTRAIDO | C-04_003_Caixa_de_escada | 21.41 | 2.6 | 200 | 19 | L/s | 0 | Office Work | 0 | 0 | Escritorio Ocup | 0 | 107 | Recessed Unvented | 1 | Escritorio Ilum | 0 | Escritorio Equip | 0 | 0 | Sample Schedule | Sample Schedule | Air Change | 0.05 | 0.05 | 0.05 | Floor Above Uncond Space | 21.41 | 0.45 | 0 | 0 | 0 | 0.568 | 0 | 0 | 30.4 | 31.7 | 7.8 | 4.8 | 21.41 | 0.4 | 30.4 | 31.7 | 7.8 | 4.8 | 30.4 | 0.5 | 30.4 | 31.7 | 7.8 | 4.8 |  | 0 | Default Wall Assembly | Sample Window Assembly |  | Sample Window Assembly |  |  |  |  | 0 | Default Wall Assembly | Sample Window Assembly |  | Sample Window Assembly |  |  |  |  | 0 | Default Wall Assembly | Sample Window Assembly |  | Sample Window Assembly |  |  |  |  | 0 | Default Wall Assembly | Sample Window Assembly |  | Sample Window Assembly |  |  |  |  | 0 | Default Wall Assembly | Sample Window Assembly |  | Sample Window Assembly |  |  |  |  | 0 | Default Wall Assembly | Sample Window Assembly |  | Sample Window Assembly |  |  |  |  | 0 | Default Wall Assembly | Sample Window Assembly |  | Sample Window Assembly |  |  |  |  | 0 | Default Wall Assembly | Sample Window Assembly |  | Sample Window Assembly |  |  |  |  | 0 |  | Default Roof Assembly |  |  |  | 0 |  | Default Roof Assembly |  |  |  | 0 |  | Default Roof Assembly |  |  |  | 0 |  | Default Roof Assembly
| DIFF | [7 empty] | None -> office work | [12 empty] | None -> sample schedule | None -> sample schedule | [10 empty] | None -> 0.57 | [20 empty] | None -> default wall assembly | None -> sample window assembly |  | None -> sample window assembly | [5 empty] | None -> default wall assembly | None -> sample window assembly |  | None -> sample window assembly | [5 empty] | None -> default wall assembly | None -> sample window assembly |  | None -> sample window assembly | [5 empty] | None -> default wall assembly | None -> sample window assembly |  | None -> sample window assembly | [5 empty] | None -> default wall assembly | None -> sample window assembly |  | None -> sample window assembly | [5 empty] | None -> default wall assembly | None -> sample window assembly |  | None -> sample window assembly | [5 empty] | None -> default wall assembly | None -> sample window assembly |  | None -> sample window assembly | [5 empty] | None -> default wall assembly | None -> sample window assembly |  | None -> sample window assembly | [6 empty] | None -> default roof assembly | [5 empty] | None -> default roof assembly | [5 empty] | None -> default roof assembly | [5 empty] | None -> default roof assembly
C-04_004_Caixa_de_escada | ORIGINAL | C-04_004_Caixa_de_escada | 19.7007 | 2.6 | 200 | 17 | L/s |  |  |  |  | Escritorio Ocup |  | 99 | Recessed Unvented | 1 | Escritorio Ilum | 0 | Escritorio Equip |  |  |  |  | Air Change | 0.05 | 0.05 | 0.05 | Floor Above Uncond Space | 19.7007 | 0.45 | [6 empty] | 30.4 | 31.7 | 7.8 | 4.8 | 19.7007 | 0.4 | 30.4 | 31.7 | 7.8 | 4.8 | 25 | 0.5 | 30.4 | 31.7 | 7.8 | 4.8
C-04_004_Caixa_de_escada | EXTRAIDO | C-04_004_Caixa_de_escada | 19.7 | 2.6 | 200 | 17 | L/s | 0 | Office Work | 0 | 0 | Escritorio Ocup | 0 | 99 | Recessed Unvented | 1 | Escritorio Ilum | 0 | Escritorio Equip | 0 | 0 | Sample Schedule | Sample Schedule | Air Change | 0.05 | 0.05 | 0.05 | Floor Above Uncond Space | 19.7 | 0.45 | 0 | 0 | 0 | 0.568 | 0 | 0 | 30.4 | 31.7 | 7.8 | 4.8 | 19.7 | 0.4 | 30.4 | 31.7 | 7.8 | 4.8 | 25 | 0.5 | 30.4 | 31.7 | 7.8 | 4.8 |  | 0 | Default Wall Assembly | Sample Window Assembly |  | Sample Window Assembly |  |  |  |  | 0 | Default Wall Assembly | Sample Window Assembly |  | Sample Window Assembly |  |  |  |  | 0 | Default Wall Assembly | Sample Window Assembly |  | Sample Window Assembly |  |  |  |  | 0 | Default Wall Assembly | Sample Window Assembly |  | Sample Window Assembly |  |  |  |  | 0 | Default Wall Assembly | Sample Window Assembly |  | Sample Window Assembly |  |  |  |  | 0 | Default Wall Assembly | Sample Window Assembly |  | Sample Window Assembly |  |  |  |  | 0 | Default Wall Assembly | Sample Window Assembly |  | Sample Window Assembly |  |  |  |  | 0 | Default Wall Assembly | Sample Window Assembly |  | Sample Window Assembly |  |  |  |  | 0 |  | Default Roof Assembly |  |  |  | 0 |  | Default Roof Assembly |  |  |  | 0 |  | Default Roof Assembly |  |  |  | 0 |  | Default Roof Assembly
| DIFF | [7 empty] | None -> office work | [12 empty] | None -> sample schedule | None -> sample schedule | [10 empty] | None -> 0.57 | [20 empty] | None -> default wall assembly | None -> sample window assembly |  | None -> sample window assembly | [5 empty] | None -> default wall assembly | None -> sample window assembly |  | None -> sample window assembly | [5 empty] | None -> default wall assembly | None -> sample window assembly |  | None -> sample window assembly | [5 empty] | None -> default wall assembly | None -> sample window assembly |  | None -> sample window assembly | [5 empty] | None -> default wall assembly | None -> sample window assembly |  | None -> sample window assembly | [5 empty] | None -> default wall assembly | None -> sample window assembly |  | None -> sample window assembly | [5 empty] | None -> default wall assembly | None -> sample window assembly |  | None -> sample window assembly | [5 empty] | None -> default wall assembly | None -> sample window assembly |  | None -> sample window assembly | [6 empty] | None -> default roof assembly | [5 empty] | None -> default roof assembly | [5 empty] | None -> default roof assembly | [5 empty] | None -> default roof assembly
C-04_005_Circulacao | ORIGINAL | C-04_005_Circulacao | 30.1158 | 2.6 | 200 | 26 | L/s |  |  |  |  | Escritorio Ocup |  | 241 | Recessed Unvented | 1 | Escritorio Ilum | 0 | Escritorio Equip |  |  |  |  | Air Change | 0.05 | 0.05 | 0.05 | Floor Above Uncond Space | 30.1158 | 0.45 | [6 empty] | 30.4 | 31.7 | 7.8 | 4.8 | 30.1158 | 0.4 | 30.4 | 31.7 | 7.8 | 4.8 | 34.7 | 0.5 | 30.4 | 31.7 | 7.8 | 4.8
C-04_005_Circulacao | EXTRAIDO | C-04_005_Circulacao | 30.12 | 2.6 | 200 | 26 | L/s | 0 | Office Work | 0 | 0 | Escritorio Ocup | 0 | 241 | Recessed Unvented | 1 | Escritorio Ilum | 0 | Escritorio Equip | 0 | 0 | Sample Schedule | Sample Schedule | Air Change | 0.05 | 0.05 | 0.05 | Floor Above Uncond Space | 30.12 | 0.45 | 0 | 0 | 0 | 0.568 | 0 | 0 | 30.4 | 31.7 | 7.8 | 4.8 | 30.12 | 0.4 | 30.4 | 31.7 | 7.8 | 4.8 | 34.7 | 0.5 | 30.4 | 31.7 | 7.8 | 4.8 |  | 0 | Default Wall Assembly | Sample Window Assembly |  | Sample Window Assembly |  |  |  |  | 0 | Default Wall Assembly | Sample Window Assembly |  | Sample Window Assembly |  |  |  |  | 0 | Default Wall Assembly | Sample Window Assembly |  | Sample Window Assembly |  |  |  |  | 0 | Default Wall Assembly | Sample Window Assembly |  | Sample Window Assembly |  |  |  |  | 0 | Default Wall Assembly | Sample Window Assembly |  | Sample Window Assembly |  |  |  |  | 0 | Default Wall Assembly | Sample Window Assembly |  | Sample Window Assembly |  |  |  |  | 0 | Default Wall Assembly | Sample Window Assembly |  | Sample Window Assembly |  |  |  |  | 0 | Default Wall Assembly | Sample Window Assembly |  | Sample Window Assembly |  |  |  |  | 0 |  | Default Roof Assembly |  |  |  | 0 |  | Default Roof Assembly |  |  |  | 0 |  | Default Roof Assembly |  |  |  | 0 |  | Default Roof Assembly
| DIFF | [7 empty] | None -> office work | [12 empty] | None -> sample schedule | None -> sample schedule | [10 empty] | None -> 0.57 | [20 empty] | None -> default wall assembly | None -> sample window assembly |  | None -> sample window assembly | [5 empty] | None -> default wall assembly | None -> sample window assembly |  | None -> sample window assembly | [5 empty] | None -> default wall assembly | None -> sample window assembly |  | None -> sample window assembly | [5 empty] | None -> default wall assembly | None -> sample window assembly |  | None -> sample window assembly | [5 empty] | None -> default wall assembly | None -> sample window assembly |  | None -> sample window assembly | [5 empty] | None -> default wall assembly | None -> sample window assembly |  | None -> sample window assembly | [5 empty] | None -> default wall assembly | None -> sample window assembly |  | None -> sample window assembly | [5 empty] | None -> default wall assembly | None -> sample window assembly |  | None -> sample window assembly | [6 empty] | None -> default roof assembly | [5 empty] | None -> default roof assembly | [5 empty] | None -> default roof assembly | [5 empty] | None -> default roof assembly
C-04_006_Circulacao | ORIGINAL | C-04_006_Circulacao | 24.4193 | 2.6 | 200 | 21 | L/s |  |  |  |  | Escritorio Ocup |  | 195 | Recessed Unvented | 1 | Escritorio Ilum | 0 | Escritorio Equip |  |  |  |  | Air Change | 0.05 | 0.05 | 0.05 | Floor Above Uncond Space | 24.4193 | 0.45 | [6 empty] | 30.4 | 31.7 | 7.8 | 4.8 | 24.4193 | 0.4 | 30.4 | 31.7 | 7.8 | 4.8 | 68.4 | 0.5 | 30.4 | 31.7 | 7.8 | 4.8
C-04_006_Circulacao | EXTRAIDO | C-04_006_Circulacao | 24.42 | 2.6 | 200 | 21 | L/s | 0 | Office Work | 0 | 0 | Escritorio Ocup | 0 | 195 | Recessed Unvented | 1 | Escritorio Ilum | 0 | Escritorio Equip | 0 | 0 | Sample Schedule | Sample Schedule | Air Change | 0.05 | 0.05 | 0.05 | Floor Above Uncond Space | 24.42 | 0.45 | 0 | 0 | 0 | 0.568 | 0 | 0 | 30.4 | 31.7 | 7.8 | 4.8 | 24.42 | 0.4 | 30.4 | 31.7 | 7.8 | 4.8 | 68.4 | 0.5 | 30.4 | 31.7 | 7.8 | 4.8 |  | 0 | Default Wall Assembly | Sample Window Assembly |  | Sample Window Assembly |  |  |  |  | 0 | Default Wall Assembly | Sample Window Assembly |  | Sample Window Assembly |  |  |  |  | 0 | Default Wall Assembly | Sample Window Assembly |  | Sample Window Assembly |  |  |  |  | 0 | Default Wall Assembly | Sample Window Assembly |  | Sample Window Assembly |  |  |  |  | 0 | Default Wall Assembly | Sample Window Assembly |  | Sample Window Assembly |  |  |  |  | 0 | Default Wall Assembly | Sample Window Assembly |  | Sample Window Assembly |  |  |  |  | 0 | Default Wall Assembly | Sample Window Assembly |  | Sample Window Assembly |  |  |  |  | 0 | Default Wall Assembly | Sample Window Assembly |  | Sample Window Assembly |  |  |  |  | 0 |  | Default Roof Assembly |  |  |  | 0 |  | Default Roof Assembly |  |  |  | 0 |  | Default Roof Assembly |  |  |  | 0 |  | Default Roof Assembly
| DIFF | [7 empty] | None -> office work | [12 empty] | None -> sample schedule | None -> sample schedule | [10 empty] | None -> 0.57 | [20 empty] | None -> default wall assembly | None -> sample window assembly |  | None -> sample window assembly | [5 empty] | None -> default wall assembly | None -> sample window assembly |  | None -> sample window assembly | [5 empty] | None -> default wall assembly | None -> sample window assembly |  | None -> sample window assembly | [5 empty] | None -> default wall assembly | None -> sample window assembly |  | None -> sample window assembly | [5 empty] | None -> default wall assembly | None -> sample window assembly |  | None -> sample window assembly | [5 empty] | None -> default wall assembly | None -> sample window assembly |  | None -> sample window assembly | [5 empty] | None -> default wall assembly | None -> sample window assembly |  | None -> sample window assembly | [5 empty] | None -> default wall assembly | None -> sample window assembly |  | None -> sample window assembly | [6 empty] | None -> default roof assembly | [5 empty] | None -> default roof assembly | [5 empty] | None -> default roof assembly | [5 empty] | None -> default roof assembly
C-04_007_Zonas_tecnicas_ | ORIGINAL | C-04_007_Zonas_tecnicas_ | 24.958 | 2.6 | 200 | 21 | L/s |  |  |  |  | Sample Schedule |  | 125 | Recessed Unvented | 1 | Sample Schedule | 5 | Sample Schedule |  |  |  |  | Air Change | 0.05 | 0.05 | 0.05 | Floor Above Uncond Space | 24.958 | 0.45 | [6 empty] | 30.4 | 31.7 | 7.8 | 4.8 | 24.958 | 0.4 | 30.4 | 31.7 | 7.8 | 4.8
C-04_007_Zonas_tecnicas_ | EXTRAIDO | C-04_007_Zonas_tecnicas_ | 24.96 | 2.6 | 200 | 21 | L/s | 0 | Office Work | 0 | 0 | Sample Schedule | 0 | 125 | Recessed Unvented | 1 | Sample Schedule | 5 | Sample Schedule | 0 | 0 | Sample Schedule | Sample Schedule | Air Change | 0.05 | 0.05 | 0.05 | Floor Above Uncond Space | 24.96 | 0.45 | 0 | 0 | 0 | 0.568 | 0 | 0 | 30.4 | 31.7 | 7.8 | 4.8 | 24.96 | 0.4 | 30.4 | 31.7 | 7.8 | 4.8 | 0 | 2.839 | 23.9 | 35 | 23.9 | 12.8 |  | 0 | Default Wall Assembly | Sample Window Assembly |  | Sample Window Assembly |  |  |  |  | 0 | Default Wall Assembly | Sample Window Assembly |  | Sample Window Assembly |  |  |  |  | 0 | Default Wall Assembly | Sample Window Assembly |  | Sample Window Assembly |  |  |  |  | 0 | Default Wall Assembly | Sample Window Assembly |  | Sample Window Assembly |  |  |  |  | 0 | Default Wall Assembly | Sample Window Assembly |  | Sample Window Assembly |  |  |  |  | 0 | Default Wall Assembly | Sample Window Assembly |  | Sample Window Assembly |  |  |  |  | 0 | Default Wall Assembly | Sample Window Assembly |  | Sample Window Assembly |  |  |  |  | 0 | Default Wall Assembly | Sample Window Assembly |  | Sample Window Assembly |  |  |  |  | 0 |  | Default Roof Assembly |  |  |  | 0 |  | Default Roof Assembly |  |  |  | 0 |  | Default Roof Assembly |  |  |  | 0 |  | Default Roof Assembly
| DIFF | [7 empty] | None -> office work | [12 empty] | None -> sample schedule | None -> sample schedule | [10 empty] | None -> 0.57 | [13 empty] | None -> 2.84 | None -> 23.9 | None -> 35.0 | None -> 23.9 | None -> 12.8 |  |  | None -> default wall assembly | None -> sample window assembly |  | None -> sample window assembly | [5 empty] | None -> default wall assembly | None -> sample window assembly |  | None -> sample window assembly | [5 empty] | None -> default wall assembly | None -> sample window assembly |  | None -> sample window assembly | [5 empty] | None -> default wall assembly | None -> sample window assembly |  | None -> sample window assembly | [5 empty] | None -> default wall assembly | None -> sample window assembly |  | None -> sample window assembly | [5 empty] | None -> default wall assembly | None -> sample window assembly |  | None -> sample window assembly | [5 empty] | None -> default wall assembly | None -> sample window assembly |  | None -> sample window assembly | [5 empty] | None -> default wall assembly | None -> sample window assembly |  | None -> sample window assembly | [6 empty] | None -> default roof assembly | [5 empty] | None -> default roof assembly | [5 empty] | None -> default roof assembly | [5 empty] | None -> default roof assembly
C-04_008_Estacionamento_ | ORIGINAL | C-04_008_Estacionamento_ | 1037.3063 | 2.6 | 200 | 865 | L/s |  |  |  |  | Sample Schedule |  | 2075 | Recessed Unvented | 1 | Sample Schedule | 0 | Sample Schedule |  |  |  |  | Air Change | 0.05 | 0.05 | 0.05 | Floor Above Uncond Space | 1037.3063 | 0.45 | [6 empty] | 30.4 | 31.7 | 7.8 | 4.8 | 1037.3063 | 0.4 | 30.4 | 31.7 | 7.8 | 4.8
C-04_008_Estacionamento_ | EXTRAIDO | C-04_008_Estacionamento_ | 1037.3 | 2.6 | 200 | 865 | L/s | 0 | Office Work | 0 | 0 | Sample Schedule | 0 | 2075 | Recessed Unvented | 1 | Sample Schedule | 0 | Sample Schedule | 0 | 0 | Sample Schedule | Sample Schedule | Air Change | 0.05 | 0.05 | 0.05 | Floor Above Uncond Space | 1037.3 | 0.45 | 0 | 0 | 0 | 0.568 | 0 | 0 | 30.4 | 31.7 | 7.8 | 4.8 | 1037.3 | 0.4 | 30.4 | 31.7 | 7.8 | 4.8 | 0 | 2.839 | 23.9 | 35 | 23.9 | 12.8 |  | 0 | Default Wall Assembly | Sample Window Assembly |  | Sample Window Assembly |  |  |  |  | 0 | Default Wall Assembly | Sample Window Assembly |  | Sample Window Assembly |  |  |  |  | 0 | Default Wall Assembly | Sample Window Assembly |  | Sample Window Assembly |  |  |  |  | 0 | Default Wall Assembly | Sample Window Assembly |  | Sample Window Assembly |  |  |  |  | 0 | Default Wall Assembly | Sample Window Assembly |  | Sample Window Assembly |  |  |  |  | 0 | Default Wall Assembly | Sample Window Assembly |  | Sample Window Assembly |  |  |  |  | 0 | Default Wall Assembly | Sample Window Assembly |  | Sample Window Assembly |  |  |  |  | 0 | Default Wall Assembly | Sample Window Assembly |  | Sample Window Assembly |  |  |  |  | 0 |  | Default Roof Assembly |  |  |  | 0 |  | Default Roof Assembly |  |  |  | 0 |  | Default Roof Assembly |  |  |  | 0 |  | Default Roof Assembly
| DIFF | [7 empty] | None -> office work | [12 empty] | None -> sample schedule | None -> sample schedule | [10 empty] | None -> 0.57 | [13 empty] | None -> 2.84 | None -> 23.9 | None -> 35.0 | None -> 23.9 | None -> 12.8 |  |  | None -> default wall assembly | None -> sample window assembly |  | None -> sample window assembly | [5 empty] | None -> default wall assembly | None -> sample window assembly |  | None -> sample window assembly | [5 empty] | None -> default wall assembly | None -> sample window assembly |  | None -> sample window assembly | [5 empty] | None -> default wall assembly | None -> sample window assembly |  | None -> sample window assembly | [5 empty] | None -> default wall assembly | None -> sample window assembly |  | None -> sample window assembly | [5 empty] | None -> default wall assembly | None -> sample window assembly |  | None -> sample window assembly | [5 empty] | None -> default wall assembly | None -> sample window assembly |  | None -> sample window assembly | [5 empty] | None -> default wall assembly | None -> sample window assembly |  | None -> sample window assembly | [6 empty] | None -> default roof assembly | [5 empty] | None -> default roof assembly | [5 empty] | None -> default roof assembly | [5 empty] | None -> default roof assembly
D-03_001_Caixa_de_escada | ORIGINAL | D-03_001_Caixa_de_escada | 19.7007 | 2.6 | 200 | 17 | L/s |  |  |  |  | Escritorio Ocup |  | 99 | Recessed Unvented | 1 | Escritorio Ilum | 0 | Escritorio Equip |  |  |  |  | Air Change | 0.05 | 0.05 | 0.05 | Floor Above Uncond Space | 19.7007 | 0.45 | [6 empty] | 30.4 | 31.7 | 7.8 | 4.8 | 19.7007 | 0.4 | 30.4 | 31.7 | 7.8 | 4.8 | 19.7 | 0.5 | 30.4 | 31.7 | 7.8 | 4.8
D-03_001_Caixa_de_escada | EXTRAIDO | D-03_001_Caixa_de_escada | 19.7 | 2.6 | 200 | 17 | L/s | 0 | Office Work | 0 | 0 | Escritorio Ocup | 0 | 99 | Recessed Unvented | 1 | Escritorio Ilum | 0 | Escritorio Equip | 0 | 0 | Sample Schedule | Sample Schedule | Air Change | 0.05 | 0.05 | 0.05 | Floor Above Uncond Space | 19.7 | 0.45 | 0 | 0 | 0 | 0.568 | 0 | 0 | 30.4 | 31.7 | 7.8 | 4.8 | 19.7 | 0.4 | 30.4 | 31.7 | 7.8 | 4.8 | 19.7 | 0.5 | 30.4 | 31.7 | 7.8 | 4.8 |  | 0 | Default Wall Assembly | Sample Window Assembly |  | Sample Window Assembly |  |  |  |  | 0 | Default Wall Assembly | Sample Window Assembly |  | Sample Window Assembly |  |  |  |  | 0 | Default Wall Assembly | Sample Window Assembly |  | Sample Window Assembly |  |  |  |  | 0 | Default Wall Assembly | Sample Window Assembly |  | Sample Window Assembly |  |  |  |  | 0 | Default Wall Assembly | Sample Window Assembly |  | Sample Window Assembly |  |  |  |  | 0 | Default Wall Assembly | Sample Window Assembly |  | Sample Window Assembly |  |  |  |  | 0 | Default Wall Assembly | Sample Window Assembly |  | Sample Window Assembly |  |  |  |  | 0 | Default Wall Assembly | Sample Window Assembly |  | Sample Window Assembly |  |  |  |  | 0 |  | Default Roof Assembly |  |  |  | 0 |  | Default Roof Assembly |  |  |  | 0 |  | Default Roof Assembly |  |  |  | 0 |  | Default Roof Assembly
| DIFF | [7 empty] | None -> office work | [12 empty] | None -> sample schedule | None -> sample schedule | [10 empty] | None -> 0.57 | [20 empty] | None -> default wall assembly | None -> sample window assembly |  | None -> sample window assembly | [5 empty] | None -> default wall assembly | None -> sample window assembly |  | None -> sample window assembly | [5 empty] | None -> default wall assembly | None -> sample window assembly |  | None -> sample window assembly | [5 empty] | None -> default wall assembly | None -> sample window assembly |  | None -> sample window assembly | [5 empty] | None -> default wall assembly | None -> sample window assembly |  | None -> sample window assembly | [5 empty] | None -> default wall assembly | None -> sample window assembly |  | None -> sample window assembly | [5 empty] | None -> default wall assembly | None -> sample window assembly |  | None -> sample window assembly | [5 empty] | None -> default wall assembly | None -> sample window assembly |  | None -> sample window assembly | [6 empty] | None -> default roof assembly | [5 empty] | None -> default roof assembly | [5 empty] | None -> default roof assembly | [5 empty] | None -> default roof assembly
D-03_002_Caixa_de_escada | ORIGINAL | D-03_002_Caixa_de_escada | 21.4131 | 2.6 | 200 | 19 | L/s |  |  |  |  | Escritorio Ocup |  | 107 | Recessed Unvented | 1 | Escritorio Ilum | 0 | Escritorio Equip |  |  |  |  | Air Change | 0.05 | 0.05 | 0.05 | Floor Above Uncond Space | 21.4131 | 0.45 | [6 empty] | 30.4 | 31.7 | 7.8 | 4.8 | 21.4131 | 0.4 | 30.4 | 31.7 | 7.8 | 4.8 | 34.1 | 0.5 | 30.4 | 31.7 | 7.8 | 4.8
D-03_002_Caixa_de_escada | EXTRAIDO | D-03_002_Caixa_de_escada | 21.41 | 2.6 | 200 | 19 | L/s | 0 | Office Work | 0 | 0 | Escritorio Ocup | 0 | 107 | Recessed Unvented | 1 | Escritorio Ilum | 0 | Escritorio Equip | 0 | 0 | Sample Schedule | Sample Schedule | Air Change | 0.05 | 0.05 | 0.05 | Floor Above Uncond Space | 21.41 | 0.45 | 0 | 0 | 0 | 0.568 | 0 | 0 | 30.4 | 31.7 | 7.8 | 4.8 | 21.41 | 0.4 | 30.4 | 31.7 | 7.8 | 4.8 | 34.1 | 0.5 | 30.4 | 31.7 | 7.8 | 4.8 |  | 0 | Default Wall Assembly | Sample Window Assembly |  | Sample Window Assembly |  |  |  |  | 0 | Default Wall Assembly | Sample Window Assembly |  | Sample Window Assembly |  |  |  |  | 0 | Default Wall Assembly | Sample Window Assembly |  | Sample Window Assembly |  |  |  |  | 0 | Default Wall Assembly | Sample Window Assembly |  | Sample Window Assembly |  |  |  |  | 0 | Default Wall Assembly | Sample Window Assembly |  | Sample Window Assembly |  |  |  |  | 0 | Default Wall Assembly | Sample Window Assembly |  | Sample Window Assembly |  |  |  |  | 0 | Default Wall Assembly | Sample Window Assembly |  | Sample Window Assembly |  |  |  |  | 0 | Default Wall Assembly | Sample Window Assembly |  | Sample Window Assembly |  |  |  |  | 0 |  | Default Roof Assembly |  |  |  | 0 |  | Default Roof Assembly |  |  |  | 0 |  | Default Roof Assembly |  |  |  | 0 |  | Default Roof Assembly
| DIFF | [7 empty] | None -> office work | [12 empty] | None -> sample schedule | None -> sample schedule | [10 empty] | None -> 0.57 | [20 empty] | None -> default wall assembly | None -> sample window assembly |  | None -> sample window assembly | [5 empty] | None -> default wall assembly | None -> sample window assembly |  | None -> sample window assembly | [5 empty] | None -> default wall assembly | None -> sample window assembly |  | None -> sample window assembly | [5 empty] | None -> default wall assembly | None -> sample window assembly |  | None -> sample window assembly | [5 empty] | None -> default wall assembly | None -> sample window assembly |  | None -> sample window assembly | [5 empty] | None -> default wall assembly | None -> sample window assembly |  | None -> sample window assembly | [5 empty] | None -> default wall assembly | None -> sample window assembly |  | None -> sample window assembly | [5 empty] | None -> default wall assembly | None -> sample window assembly |  | None -> sample window assembly | [6 empty] | None -> default roof assembly | [5 empty] | None -> default roof assembly | [5 empty] | None -> default roof assembly | [5 empty] | None -> default roof assembly
D-03_003_Caixa_de_escada | ORIGINAL | D-03_003_Caixa_de_escada | 20.1686 | 2.6 | 200 | 17 | L/s |  |  |  |  | Escritorio Ocup |  | 101 | Recessed Unvented | 1 | Escritorio Ilum | 0 | Escritorio Equip |  |  |  |  | Air Change | 0.05 | 0.05 | 0.05 | Floor Above Uncond Space | 20.1686 | 0.45 | [6 empty] | 30.4 | 31.7 | 7.8 | 4.8 | 20.1686 | 0.4 | 30.4 | 31.7 | 7.8 | 4.8 | 39.1 | 0.5 | 30.4 | 31.7 | 7.8 | 4.8
D-03_003_Caixa_de_escada | EXTRAIDO | D-03_003_Caixa_de_escada | 20.17 | 2.6 | 200 | 17 | L/s | 0 | Office Work | 0 | 0 | Escritorio Ocup | 0 | 101 | Recessed Unvented | 1 | Escritorio Ilum | 0 | Escritorio Equip | 0 | 0 | Sample Schedule | Sample Schedule | Air Change | 0.05 | 0.05 | 0.05 | Floor Above Uncond Space | 20.17 | 0.45 | 0 | 0 | 0 | 0.568 | 0 | 0 | 30.4 | 31.7 | 7.8 | 4.8 | 20.17 | 0.4 | 30.4 | 31.7 | 7.8 | 4.8 | 39.1 | 0.5 | 30.4 | 31.7 | 7.8 | 4.8 |  | 0 | Default Wall Assembly | Sample Window Assembly |  | Sample Window Assembly |  |  |  |  | 0 | Default Wall Assembly | Sample Window Assembly |  | Sample Window Assembly |  |  |  |  | 0 | Default Wall Assembly | Sample Window Assembly |  | Sample Window Assembly |  |  |  |  | 0 | Default Wall Assembly | Sample Window Assembly |  | Sample Window Assembly |  |  |  |  | 0 | Default Wall Assembly | Sample Window Assembly |  | Sample Window Assembly |  |  |  |  | 0 | Default Wall Assembly | Sample Window Assembly |  | Sample Window Assembly |  |  |  |  | 0 | Default Wall Assembly | Sample Window Assembly |  | Sample Window Assembly |  |  |  |  | 0 | Default Wall Assembly | Sample Window Assembly |  | Sample Window Assembly |  |  |  |  | 0 |  | Default Roof Assembly |  |  |  | 0 |  | Default Roof Assembly |  |  |  | 0 |  | Default Roof Assembly |  |  |  | 0 |  | Default Roof Assembly
| DIFF | [7 empty] | None -> office work | [12 empty] | None -> sample schedule | None -> sample schedule | [10 empty] | None -> 0.57 | [20 empty] | None -> default wall assembly | None -> sample window assembly |  | None -> sample window assembly | [5 empty] | None -> default wall assembly | None -> sample window assembly |  | None -> sample window assembly | [5 empty] | None -> default wall assembly | None -> sample window assembly |  | None -> sample window assembly | [5 empty] | None -> default wall assembly | None -> sample window assembly |  | None -> sample window assembly | [5 empty] | None -> default wall assembly | None -> sample window assembly |  | None -> sample window assembly | [5 empty] | None -> default wall assembly | None -> sample window assembly |  | None -> sample window assembly | [5 empty] | None -> default wall assembly | None -> sample window assembly |  | None -> sample window assembly | [5 empty] | None -> default wall assembly | None -> sample window assembly |  | None -> sample window assembly | [6 empty] | None -> default roof assembly | [5 empty] | None -> default roof assembly | [5 empty] | None -> default roof assembly | [5 empty] | None -> default roof assembly
D-03_004_Circulacao | ORIGINAL | D-03_004_Circulacao | 24.4193 | 2.6 | 200 | 21 | L/s |  |  |  |  | Escritorio Ocup |  | 195 | Recessed Unvented | 1 | Escritorio Ilum | 0 | Escritorio Equip |  |  |  |  | Air Change | 0.05 | 0.05 | 0.05 | Floor Above Uncond Space | 24.4193 | 0.45 | [6 empty] | 30.4 | 31.7 | 7.8 | 4.8 | 24.4193 | 0.4 | 30.4 | 31.7 | 7.8 | 4.8 | 68.4 | 0.5 | 30.4 | 31.7 | 7.8 | 4.8
D-03_004_Circulacao | EXTRAIDO | D-03_004_Circulacao | 24.42 | 2.6 | 200 | 21 | L/s | 0 | Office Work | 0 | 0 | Escritorio Ocup | 0 | 195 | Recessed Unvented | 1 | Escritorio Ilum | 0 | Escritorio Equip | 0 | 0 | Sample Schedule | Sample Schedule | Air Change | 0.05 | 0.05 | 0.05 | Floor Above Uncond Space | 24.42 | 0.45 | 0 | 0 | 0 | 0.568 | 0 | 0 | 30.4 | 31.7 | 7.8 | 4.8 | 24.42 | 0.4 | 30.4 | 31.7 | 7.8 | 4.8 | 68.4 | 0.5 | 30.4 | 31.7 | 7.8 | 4.8 |  | 0 | Default Wall Assembly | Sample Window Assembly |  | Sample Window Assembly |  |  |  |  | 0 | Default Wall Assembly | Sample Window Assembly |  | Sample Window Assembly |  |  |  |  | 0 | Default Wall Assembly | Sample Window Assembly |  | Sample Window Assembly |  |  |  |  | 0 | Default Wall Assembly | Sample Window Assembly |  | Sample Window Assembly |  |  |  |  | 0 | Default Wall Assembly | Sample Window Assembly |  | Sample Window Assembly |  |  |  |  | 0 | Default Wall Assembly | Sample Window Assembly |  | Sample Window Assembly |  |  |  |  | 0 | Default Wall Assembly | Sample Window Assembly |  | Sample Window Assembly |  |  |  |  | 0 | Default Wall Assembly | Sample Window Assembly |  | Sample Window Assembly |  |  |  |  | 0 |  | Default Roof Assembly |  |  |  | 0 |  | Default Roof Assembly |  |  |  | 0 |  | Default Roof Assembly |  |  |  | 0 |  | Default Roof Assembly
| DIFF | [7 empty] | None -> office work | [12 empty] | None -> sample schedule | None -> sample schedule | [10 empty] | None -> 0.57 | [20 empty] | None -> default wall assembly | None -> sample window assembly |  | None -> sample window assembly | [5 empty] | None -> default wall assembly | None -> sample window assembly |  | None -> sample window assembly | [5 empty] | None -> default wall assembly | None -> sample window assembly |  | None -> sample window assembly | [5 empty] | None -> default wall assembly | None -> sample window assembly |  | None -> sample window assembly | [5 empty] | None -> default wall assembly | None -> sample window assembly |  | None -> sample window assembly | [5 empty] | None -> default wall assembly | None -> sample window assembly |  | None -> sample window assembly | [5 empty] | None -> default wall assembly | None -> sample window assembly |  | None -> sample window assembly | [5 empty] | None -> default wall assembly | None -> sample window assembly |  | None -> sample window assembly | [6 empty] | None -> default roof assembly | [5 empty] | None -> default roof assembly | [5 empty] | None -> default roof assembly | [5 empty] | None -> default roof assembly
D-03_005_Circulacao | ORIGINAL | D-03_005_Circulacao | 18.3933 | 2.6 | 200 | 16 | L/s |  |  |  |  | Escritorio Ocup |  | 147 | Recessed Unvented | 1 | Escritorio Ilum | 0 | Escritorio Equip |  |  |  |  | Air Change | 0.05 | 0.05 | 0.05 | Floor Above Uncond Space | 18.3933 | 0.45 | [6 empty] | 30.4 | 31.7 | 7.8 | 4.8 | 18.3933 | 0.4 | 30.4 | 31.7 | 7.8 | 4.8 | 34.7 | 0.5 | 30.4 | 31.7 | 7.8 | 4.8
D-03_005_Circulacao | EXTRAIDO | D-03_005_Circulacao | 18.39 | 2.6 | 200 | 16 | L/s | 0 | Office Work | 0 | 0 | Escritorio Ocup | 0 | 147 | Recessed Unvented | 1 | Escritorio Ilum | 0 | Escritorio Equip | 0 | 0 | Sample Schedule | Sample Schedule | Air Change | 0.05 | 0.05 | 0.05 | Floor Above Uncond Space | 18.39 | 0.45 | 0 | 0 | 0 | 0.568 | 0 | 0 | 30.4 | 31.7 | 7.8 | 4.8 | 18.39 | 0.4 | 30.4 | 31.7 | 7.8 | 4.8 | 34.7 | 0.5 | 30.4 | 31.7 | 7.8 | 4.8 |  | 0 | Default Wall Assembly | Sample Window Assembly |  | Sample Window Assembly |  |  |  |  | 0 | Default Wall Assembly | Sample Window Assembly |  | Sample Window Assembly |  |  |  |  | 0 | Default Wall Assembly | Sample Window Assembly |  | Sample Window Assembly |  |  |  |  | 0 | Default Wall Assembly | Sample Window Assembly |  | Sample Window Assembly |  |  |  |  | 0 | Default Wall Assembly | Sample Window Assembly |  | Sample Window Assembly |  |  |  |  | 0 | Default Wall Assembly | Sample Window Assembly |  | Sample Window Assembly |  |  |  |  | 0 | Default Wall Assembly | Sample Window Assembly |  | Sample Window Assembly |  |  |  |  | 0 | Default Wall Assembly | Sample Window Assembly |  | Sample Window Assembly |  |  |  |  | 0 |  | Default Roof Assembly |  |  |  | 0 |  | Default Roof Assembly |  |  |  | 0 |  | Default Roof Assembly |  |  |  | 0 |  | Default Roof Assembly
| DIFF | [7 empty] | None -> office work | [12 empty] | None -> sample schedule | None -> sample schedule | [10 empty] | None -> 0.57 | [20 empty] | None -> default wall assembly | None -> sample window assembly |  | None -> sample window assembly | [5 empty] | None -> default wall assembly | None -> sample window assembly |  | None -> sample window assembly | [5 empty] | None -> default wall assembly | None -> sample window assembly |  | None -> sample window assembly | [5 empty] | None -> default wall assembly | None -> sample window assembly |  | None -> sample window assembly | [5 empty] | None -> default wall assembly | None -> sample window assembly |  | None -> sample window assembly | [5 empty] | None -> default wall assembly | None -> sample window assembly |  | None -> sample window assembly | [5 empty] | None -> default wall assembly | None -> sample window assembly |  | None -> sample window assembly | [5 empty] | None -> default wall assembly | None -> sample window assembly |  | None -> sample window assembly | [6 empty] | None -> default roof assembly | [5 empty] | None -> default roof assembly | [5 empty] | None -> default roof assembly | [5 empty] | None -> default roof assembly
D-03_006_Zonas_tecnicas_ | ORIGINAL | D-03_006_Zonas_tecnicas_ | 128.4312 | 2.6 | 200 | 108 | L/s |  |  |  |  | Sample Schedule |  | 642 | Recessed Unvented | 1 | Sample Schedule | 5 | Sample Schedule |  |  |  |  | Air Change | 0.05 | 0.05 | 0.05 | Floor Above Uncond Space | 128.4312 | 0.45 | [6 empty] | 30.4 | 31.7 | 7.8 | 4.8 | 128.4312 | 0.4 | 30.4 | 31.7 | 7.8 | 4.8
D-03_006_Zonas_tecnicas_ | EXTRAIDO | D-03_006_Zonas_tecnicas_ | 128.43 | 2.6 | 200 | 108 | L/s | 0 | Office Work | 0 | 0 | Sample Schedule | 0 | 642 | Recessed Unvented | 1 | Sample Schedule | 5 | Sample Schedule | 0 | 0 | Sample Schedule | Sample Schedule | Air Change | 0.05 | 0.05 | 0.05 | Floor Above Uncond Space | 128.43 | 0.45 | 0 | 0 | 0 | 0.568 | 0 | 0 | 30.4 | 31.7 | 7.8 | 4.8 | 128.43 | 0.4 | 30.4 | 31.7 | 7.8 | 4.8 | 0 | 2.839 | 23.9 | 35 | 23.9 | 12.8 |  | 0 | Default Wall Assembly | Sample Window Assembly |  | Sample Window Assembly |  |  |  |  | 0 | Default Wall Assembly | Sample Window Assembly |  | Sample Window Assembly |  |  |  |  | 0 | Default Wall Assembly | Sample Window Assembly |  | Sample Window Assembly |  |  |  |  | 0 | Default Wall Assembly | Sample Window Assembly |  | Sample Window Assembly |  |  |  |  | 0 | Default Wall Assembly | Sample Window Assembly |  | Sample Window Assembly |  |  |  |  | 0 | Default Wall Assembly | Sample Window Assembly |  | Sample Window Assembly |  |  |  |  | 0 | Default Wall Assembly | Sample Window Assembly |  | Sample Window Assembly |  |  |  |  | 0 | Default Wall Assembly | Sample Window Assembly |  | Sample Window Assembly |  |  |  |  | 0 |  | Default Roof Assembly |  |  |  | 0 |  | Default Roof Assembly |  |  |  | 0 |  | Default Roof Assembly |  |  |  | 0 |  | Default Roof Assembly
| DIFF | [7 empty] | None -> office work | [12 empty] | None -> sample schedule | None -> sample schedule | [10 empty] | None -> 0.57 | [13 empty] | None -> 2.84 | None -> 23.9 | None -> 35.0 | None -> 23.9 | None -> 12.8 |  |  | None -> default wall assembly | None -> sample window assembly |  | None -> sample window assembly | [5 empty] | None -> default wall assembly | None -> sample window assembly |  | None -> sample window assembly | [5 empty] | None -> default wall assembly | None -> sample window assembly |  | None -> sample window assembly | [5 empty] | None -> default wall assembly | None -> sample window assembly |  | None -> sample window assembly | [5 empty] | None -> default wall assembly | None -> sample window assembly |  | None -> sample window assembly | [5 empty] | None -> default wall assembly | None -> sample window assembly |  | None -> sample window assembly | [5 empty] | None -> default wall assembly | None -> sample window assembly |  | None -> sample window assembly | [5 empty] | None -> default wall assembly | None -> sample window assembly |  | None -> sample window assembly | [6 empty] | None -> default roof assembly | [5 empty] | None -> default roof assembly | [5 empty] | None -> default roof assembly | [5 empty] | None -> default roof assembly
D-03_007_Estacionamento_ | ORIGINAL | D-03_007_Estacionamento_ | 1056.2783 | 2.6 | 200 | 881 | L/s |  |  |  |  | Sample Schedule |  | 2113 | Recessed Unvented | 1 | Sample Schedule | 0 | Sample Schedule |  |  |  |  | Air Change | 0.05 | 0.05 | 0.05 | Floor Above Uncond Space | 1056.2783 | 0.45 | [6 empty] | 30.4 | 31.7 | 7.8 | 4.8 | 1056.2783 | 0.4 | 30.4 | 31.7 | 7.8 | 4.8
D-03_007_Estacionamento_ | EXTRAIDO | D-03_007_Estacionamento_ | 1056.28 | 2.6 | 200 | 881 | L/s | 0 | Office Work | 0 | 0 | Sample Schedule | 0 | 2113 | Recessed Unvented | 1 | Sample Schedule | 0 | Sample Schedule | 0 | 0 | Sample Schedule | Sample Schedule | Air Change | 0.05 | 0.05 | 0.05 | Floor Above Uncond Space | 1056.28 | 0.45 | 0 | 0 | 0 | 0.568 | 0 | 0 | 30.4 | 31.7 | 7.8 | 4.8 | 1056.28 | 0.4 | 30.4 | 31.7 | 7.8 | 4.8 | 0 | 2.839 | 23.9 | 35 | 23.9 | 12.8 |  | 0 | Default Wall Assembly | Sample Window Assembly |  | Sample Window Assembly |  |  |  |  | 0 | Default Wall Assembly | Sample Window Assembly |  | Sample Window Assembly |  |  |  |  | 0 | Default Wall Assembly | Sample Window Assembly |  | Sample Window Assembly |  |  |  |  | 0 | Default Wall Assembly | Sample Window Assembly |  | Sample Window Assembly |  |  |  |  | 0 | Default Wall Assembly | Sample Window Assembly |  | Sample Window Assembly |  |  |  |  | 0 | Default Wall Assembly | Sample Window Assembly |  | Sample Window Assembly |  |  |  |  | 0 | Default Wall Assembly | Sample Window Assembly |  | Sample Window Assembly |  |  |  |  | 0 | Default Wall Assembly | Sample Window Assembly |  | Sample Window Assembly |  |  |  |  | 0 |  | Default Roof Assembly |  |  |  | 0 |  | Default Roof Assembly |  |  |  | 0 |  | Default Roof Assembly |  |  |  | 0 |  | Default Roof Assembly
| DIFF | [7 empty] | None -> office work | [12 empty] | None -> sample schedule | None -> sample schedule | [10 empty] | None -> 0.57 | [13 empty] | None -> 2.84 | None -> 23.9 | None -> 35.0 | None -> 23.9 | None -> 12.8 |  |  | None -> default wall assembly | None -> sample window assembly |  | None -> sample window assembly | [5 empty] | None -> default wall assembly | None -> sample window assembly |  | None -> sample window assembly | [5 empty] | None -> default wall assembly | None -> sample window assembly |  | None -> sample window assembly | [5 empty] | None -> default wall assembly | None -> sample window assembly |  | None -> sample window assembly | [5 empty] | None -> default wall assembly | None -> sample window assembly |  | None -> sample window assembly | [5 empty] | None -> default wall assembly | None -> sample window assembly |  | None -> sample window assembly | [5 empty] | None -> default wall assembly | None -> sample window assembly |  | None -> sample window assembly | [5 empty] | None -> default wall assembly | None -> sample window assembly |  | None -> sample window assembly | [6 empty] | None -> default roof assembly | [5 empty] | None -> default roof assembly | [5 empty] | None -> default roof assembly | [5 empty] | None -> default roof assembly
E-02_001_Area_37 | ORIGINAL | E-02_001_Area_37 | 90.0866 | 2.6 | 200 | 76 | L/s | 2 | Office Work | 70 | 45 | Escritorio Ocup |  | 1081 | Recessed Unvented | 1 | Escritorio Ilum | 15 | Escritorio Equip |  |  |  |  | Air Change | 0.05 | 0.05 | 0.05 | Floor Above Uncond Space | 90.0866 | 0.45 | [6 empty] | 30.4 | 31.7 | 7.8 | 4.8 | 90.0866 | 0.4 | 30.4 | 31.7 | 7.8 | 4.8 | 60.4 | 0.5 | 30.4 | 31.7 | 7.8 | 4.8
E-02_001_Area_37 | EXTRAIDO | E-02_001_Area_37 | 90.09 | 2.6 | 200 | 76 | L/s | 2 | Office Work | 70 | 45 | Escritorio Ocup | 0 | 1081 | Recessed Unvented | 1 | Escritorio Ilum | 15 | Escritorio Equip | 0 | 0 | Sample Schedule | Sample Schedule | Air Change | 0.05 | 0.05 | 0.05 | Floor Above Uncond Space | 90.09 | 0.45 | 0 | 0 | 0 | 0.568 | 0 | 0 | 30.4 | 31.7 | 7.8 | 4.8 | 90.09 | 0.4 | 30.4 | 31.7 | 7.8 | 4.8 | 60.4 | 0.5 | 30.4 | 31.7 | 7.8 | 4.8 |  | 0 | Default Wall Assembly | Sample Window Assembly |  | Sample Window Assembly |  |  |  |  | 0 | Default Wall Assembly | Sample Window Assembly |  | Sample Window Assembly |  |  |  |  | 0 | Default Wall Assembly | Sample Window Assembly |  | Sample Window Assembly |  |  |  |  | 0 | Default Wall Assembly | Sample Window Assembly |  | Sample Window Assembly |  |  |  |  | 0 | Default Wall Assembly | Sample Window Assembly |  | Sample Window Assembly |  |  |  |  | 0 | Default Wall Assembly | Sample Window Assembly |  | Sample Window Assembly |  |  |  |  | 0 | Default Wall Assembly | Sample Window Assembly |  | Sample Window Assembly |  |  |  |  | 0 | Default Wall Assembly | Sample Window Assembly |  | Sample Window Assembly |  |  |  |  | 0 |  | Default Roof Assembly |  |  |  | 0 |  | Default Roof Assembly |  |  |  | 0 |  | Default Roof Assembly |  |  |  | 0 |  | Default Roof Assembly
| DIFF | [20 empty] | None -> sample schedule | None -> sample schedule | [10 empty] | None -> 0.57 | [20 empty] | None -> default wall assembly | None -> sample window assembly |  | None -> sample window assembly | [5 empty] | None -> default wall assembly | None -> sample window assembly |  | None -> sample window assembly | [5 empty] | None -> default wall assembly | None -> sample window assembly |  | None -> sample window assembly | [5 empty] | None -> default wall assembly | None -> sample window assembly |  | None -> sample window assembly | [5 empty] | None -> default wall assembly | None -> sample window assembly |  | None -> sample window assembly | [5 empty] | None -> default wall assembly | None -> sample window assembly |  | None -> sample window assembly | [5 empty] | None -> default wall assembly | None -> sample window assembly |  | None -> sample window assembly | [5 empty] | None -> default wall assembly | None -> sample window assembly |  | None -> sample window assembly | [6 empty] | None -> default roof assembly | [5 empty] | None -> default roof assembly | [5 empty] | None -> default roof assembly | [5 empty] | None -> default roof assembly
E-02_002_Caixa_de_escada | ORIGINAL | E-02_002_Caixa_de_escada | 21.4131 | 2.6 | 200 | 19 | L/s |  |  |  |  | Escritorio Ocup |  | 107 | Recessed Unvented | 1 | Escritorio Ilum | 0 | Escritorio Equip |  |  |  |  | Air Change | 0.05 | 0.05 | 0.05 | Floor Above Uncond Space | 21.4131 | 0.45 | [6 empty] | 30.4 | 31.7 | 7.8 | 4.8 | 21.4131 | 0.4 | 30.4 | 31.7 | 7.8 | 4.8 | 34.1 | 0.5 | 30.4 | 31.7 | 7.8 | 4.8
E-02_002_Caixa_de_escada | EXTRAIDO | E-02_002_Caixa_de_escada | 21.41 | 2.6 | 200 | 19 | L/s | 0 | Office Work | 0 | 0 | Escritorio Ocup | 0 | 107 | Recessed Unvented | 1 | Escritorio Ilum | 0 | Escritorio Equip | 0 | 0 | Sample Schedule | Sample Schedule | Air Change | 0.05 | 0.05 | 0.05 | Floor Above Uncond Space | 21.41 | 0.45 | 0 | 0 | 0 | 0.568 | 0 | 0 | 30.4 | 31.7 | 7.8 | 4.8 | 21.41 | 0.4 | 30.4 | 31.7 | 7.8 | 4.8 | 34.1 | 0.5 | 30.4 | 31.7 | 7.8 | 4.8 |  | 0 | Default Wall Assembly | Sample Window Assembly |  | Sample Window Assembly |  |  |  |  | 0 | Default Wall Assembly | Sample Window Assembly |  | Sample Window Assembly |  |  |  |  | 0 | Default Wall Assembly | Sample Window Assembly |  | Sample Window Assembly |  |  |  |  | 0 | Default Wall Assembly | Sample Window Assembly |  | Sample Window Assembly |  |  |  |  | 0 | Default Wall Assembly | Sample Window Assembly |  | Sample Window Assembly |  |  |  |  | 0 | Default Wall Assembly | Sample Window Assembly |  | Sample Window Assembly |  |  |  |  | 0 | Default Wall Assembly | Sample Window Assembly |  | Sample Window Assembly |  |  |  |  | 0 | Default Wall Assembly | Sample Window Assembly |  | Sample Window Assembly |  |  |  |  | 0 |  | Default Roof Assembly |  |  |  | 0 |  | Default Roof Assembly |  |  |  | 0 |  | Default Roof Assembly |  |  |  | 0 |  | Default Roof Assembly
| DIFF | [7 empty] | None -> office work | [12 empty] | None -> sample schedule | None -> sample schedule | [10 empty] | None -> 0.57 | [20 empty] | None -> default wall assembly | None -> sample window assembly |  | None -> sample window assembly | [5 empty] | None -> default wall assembly | None -> sample window assembly |  | None -> sample window assembly | [5 empty] | None -> default wall assembly | None -> sample window assembly |  | None -> sample window assembly | [5 empty] | None -> default wall assembly | None -> sample window assembly |  | None -> sample window assembly | [5 empty] | None -> default wall assembly | None -> sample window assembly |  | None -> sample window assembly | [5 empty] | None -> default wall assembly | None -> sample window assembly |  | None -> sample window assembly | [5 empty] | None -> default wall assembly | None -> sample window assembly |  | None -> sample window assembly | [5 empty] | None -> default wall assembly | None -> sample window assembly |  | None -> sample window assembly | [6 empty] | None -> default roof assembly | [5 empty] | None -> default roof assembly | [5 empty] | None -> default roof assembly | [5 empty] | None -> default roof assembly
E-02_003_Caixa_de_escada | ORIGINAL | E-02_003_Caixa_de_escada | 20.1686 | 2.6 | 200 | 17 | L/s |  |  |  |  | Escritorio Ocup |  | 101 | Recessed Unvented | 1 | Escritorio Ilum | 0 | Escritorio Equip |  |  |  |  | Air Change | 0.05 | 0.05 | 0.05 | Floor Above Uncond Space | 20.1686 | 0.45 | [6 empty] | 30.4 | 31.7 | 7.8 | 4.8 | 20.1686 | 0.4 | 30.4 | 31.7 | 7.8 | 4.8 | 40.6 | 0.5 | 30.4 | 31.7 | 7.8 | 4.8
E-02_003_Caixa_de_escada | EXTRAIDO | E-02_003_Caixa_de_escada | 20.17 | 2.6 | 200 | 17 | L/s | 0 | Office Work | 0 | 0 | Escritorio Ocup | 0 | 101 | Recessed Unvented | 1 | Escritorio Ilum | 0 | Escritorio Equip | 0 | 0 | Sample Schedule | Sample Schedule | Air Change | 0.05 | 0.05 | 0.05 | Floor Above Uncond Space | 20.17 | 0.45 | 0 | 0 | 0 | 0.568 | 0 | 0 | 30.4 | 31.7 | 7.8 | 4.8 | 20.17 | 0.4 | 30.4 | 31.7 | 7.8 | 4.8 | 40.6 | 0.5 | 30.4 | 31.7 | 7.8 | 4.8 |  | 0 | Default Wall Assembly | Sample Window Assembly |  | Sample Window Assembly |  |  |  |  | 0 | Default Wall Assembly | Sample Window Assembly |  | Sample Window Assembly |  |  |  |  | 0 | Default Wall Assembly | Sample Window Assembly |  | Sample Window Assembly |  |  |  |  | 0 | Default Wall Assembly | Sample Window Assembly |  | Sample Window Assembly |  |  |  |  | 0 | Default Wall Assembly | Sample Window Assembly |  | Sample Window Assembly |  |  |  |  | 0 | Default Wall Assembly | Sample Window Assembly |  | Sample Window Assembly |  |  |  |  | 0 | Default Wall Assembly | Sample Window Assembly |  | Sample Window Assembly |  |  |  |  | 0 | Default Wall Assembly | Sample Window Assembly |  | Sample Window Assembly |  |  |  |  | 0 |  | Default Roof Assembly |  |  |  | 0 |  | Default Roof Assembly |  |  |  | 0 |  | Default Roof Assembly |  |  |  | 0 |  | Default Roof Assembly
| DIFF | [7 empty] | None -> office work | [12 empty] | None -> sample schedule | None -> sample schedule | [10 empty] | None -> 0.57 | [20 empty] | None -> default wall assembly | None -> sample window assembly |  | None -> sample window assembly | [5 empty] | None -> default wall assembly | None -> sample window assembly |  | None -> sample window assembly | [5 empty] | None -> default wall assembly | None -> sample window assembly |  | None -> sample window assembly | [5 empty] | None -> default wall assembly | None -> sample window assembly |  | None -> sample window assembly | [5 empty] | None -> default wall assembly | None -> sample window assembly |  | None -> sample window assembly | [5 empty] | None -> default wall assembly | None -> sample window assembly |  | None -> sample window assembly | [5 empty] | None -> default wall assembly | None -> sample window assembly |  | None -> sample window assembly | [5 empty] | None -> default wall assembly | None -> sample window assembly |  | None -> sample window assembly | [6 empty] | None -> default roof assembly | [5 empty] | None -> default roof assembly | [5 empty] | None -> default roof assembly | [5 empty] | None -> default roof assembly
E-02_004_Caixa_de_escada | ORIGINAL | E-02_004_Caixa_de_escada | 19.7007 | 2.6 | 200 | 17 | L/s |  |  |  |  | Escritorio Ocup |  | 99 | Recessed Unvented | 1 | Escritorio Ilum | 0 | Escritorio Equip |  |  |  |  | Air Change | 0.05 | 0.05 | 0.05 | Floor Above Uncond Space | 19.7007 | 0.45 | [6 empty] | 30.4 | 31.7 | 7.8 | 4.8 | 19.7007 | 0.4 | 30.4 | 31.7 | 7.8 | 4.8 | 17.2 | 0.5 | 30.4 | 31.7 | 7.8 | 4.8
E-02_004_Caixa_de_escada | EXTRAIDO | E-02_004_Caixa_de_escada | 19.7 | 2.6 | 200 | 17 | L/s | 0 | Office Work | 0 | 0 | Escritorio Ocup | 0 | 99 | Recessed Unvented | 1 | Escritorio Ilum | 0 | Escritorio Equip | 0 | 0 | Sample Schedule | Sample Schedule | Air Change | 0.05 | 0.05 | 0.05 | Floor Above Uncond Space | 19.7 | 0.45 | 0 | 0 | 0 | 0.568 | 0 | 0 | 30.4 | 31.7 | 7.8 | 4.8 | 19.7 | 0.4 | 30.4 | 31.7 | 7.8 | 4.8 | 17.2 | 0.5 | 30.4 | 31.7 | 7.8 | 4.8 |  | 0 | Default Wall Assembly | Sample Window Assembly |  | Sample Window Assembly |  |  |  |  | 0 | Default Wall Assembly | Sample Window Assembly |  | Sample Window Assembly |  |  |  |  | 0 | Default Wall Assembly | Sample Window Assembly |  | Sample Window Assembly |  |  |  |  | 0 | Default Wall Assembly | Sample Window Assembly |  | Sample Window Assembly |  |  |  |  | 0 | Default Wall Assembly | Sample Window Assembly |  | Sample Window Assembly |  |  |  |  | 0 | Default Wall Assembly | Sample Window Assembly |  | Sample Window Assembly |  |  |  |  | 0 | Default Wall Assembly | Sample Window Assembly |  | Sample Window Assembly |  |  |  |  | 0 | Default Wall Assembly | Sample Window Assembly |  | Sample Window Assembly |  |  |  |  | 0 |  | Default Roof Assembly |  |  |  | 0 |  | Default Roof Assembly |  |  |  | 0 |  | Default Roof Assembly |  |  |  | 0 |  | Default Roof Assembly
| DIFF | [7 empty] | None -> office work | [12 empty] | None -> sample schedule | None -> sample schedule | [10 empty] | None -> 0.57 | [20 empty] | None -> default wall assembly | None -> sample window assembly |  | None -> sample window assembly | [5 empty] | None -> default wall assembly | None -> sample window assembly |  | None -> sample window assembly | [5 empty] | None -> default wall assembly | None -> sample window assembly |  | None -> sample window assembly | [5 empty] | None -> default wall assembly | None -> sample window assembly |  | None -> sample window assembly | [5 empty] | None -> default wall assembly | None -> sample window assembly |  | None -> sample window assembly | [5 empty] | None -> default wall assembly | None -> sample window assembly |  | None -> sample window assembly | [5 empty] | None -> default wall assembly | None -> sample window assembly |  | None -> sample window assembly | [5 empty] | None -> default wall assembly | None -> sample window assembly |  | None -> sample window assembly | [6 empty] | None -> default roof assembly | [5 empty] | None -> default roof assembly | [5 empty] | None -> default roof assembly | [5 empty] | None -> default roof assembly
E-02_005_Circulacao | ORIGINAL | E-02_005_Circulacao | 18.3933 | 2.6 | 200 | 16 | L/s |  |  |  |  | Escritorio Ocup |  | 147 | Recessed Unvented | 1 | Escritorio Ilum | 0 | Escritorio Equip |  |  |  |  | Air Change | 0.05 | 0.05 | 0.05 | Floor Above Uncond Space | 18.3933 | 0.45 | [6 empty] | 30.4 | 31.7 | 7.8 | 4.8 | 18.3933 | 0.4 | 30.4 | 31.7 | 7.8 | 4.8 | 34.7 | 0.5 | 30.4 | 31.7 | 7.8 | 4.8
E-02_005_Circulacao | EXTRAIDO | E-02_005_Circulacao | 18.39 | 2.6 | 200 | 16 | L/s | 0 | Office Work | 0 | 0 | Escritorio Ocup | 0 | 147 | Recessed Unvented | 1 | Escritorio Ilum | 0 | Escritorio Equip | 0 | 0 | Sample Schedule | Sample Schedule | Air Change | 0.05 | 0.05 | 0.05 | Floor Above Uncond Space | 18.39 | 0.45 | 0 | 0 | 0 | 0.568 | 0 | 0 | 30.4 | 31.7 | 7.8 | 4.8 | 18.39 | 0.4 | 30.4 | 31.7 | 7.8 | 4.8 | 34.7 | 0.5 | 30.4 | 31.7 | 7.8 | 4.8 |  | 0 | Default Wall Assembly | Sample Window Assembly |  | Sample Window Assembly |  |  |  |  | 0 | Default Wall Assembly | Sample Window Assembly |  | Sample Window Assembly |  |  |  |  | 0 | Default Wall Assembly | Sample Window Assembly |  | Sample Window Assembly |  |  |  |  | 0 | Default Wall Assembly | Sample Window Assembly |  | Sample Window Assembly |  |  |  |  | 0 | Default Wall Assembly | Sample Window Assembly |  | Sample Window Assembly |  |  |  |  | 0 | Default Wall Assembly | Sample Window Assembly |  | Sample Window Assembly |  |  |  |  | 0 | Default Wall Assembly | Sample Window Assembly |  | Sample Window Assembly |  |  |  |  | 0 | Default Wall Assembly | Sample Window Assembly |  | Sample Window Assembly |  |  |  |  | 0 |  | Default Roof Assembly |  |  |  | 0 |  | Default Roof Assembly |  |  |  | 0 |  | Default Roof Assembly |  |  |  | 0 |  | Default Roof Assembly
| DIFF | [7 empty] | None -> office work | [12 empty] | None -> sample schedule | None -> sample schedule | [10 empty] | None -> 0.57 | [20 empty] | None -> default wall assembly | None -> sample window assembly |  | None -> sample window assembly | [5 empty] | None -> default wall assembly | None -> sample window assembly |  | None -> sample window assembly | [5 empty] | None -> default wall assembly | None -> sample window assembly |  | None -> sample window assembly | [5 empty] | None -> default wall assembly | None -> sample window assembly |  | None -> sample window assembly | [5 empty] | None -> default wall assembly | None -> sample window assembly |  | None -> sample window assembly | [5 empty] | None -> default wall assembly | None -> sample window assembly |  | None -> sample window assembly | [5 empty] | None -> default wall assembly | None -> sample window assembly |  | None -> sample window assembly | [5 empty] | None -> default wall assembly | None -> sample window assembly |  | None -> sample window assembly | [6 empty] | None -> default roof assembly | [5 empty] | None -> default roof assembly | [5 empty] | None -> default roof assembly | [5 empty] | None -> default roof assembly
E-02_006_Circulacao | ORIGINAL | E-02_006_Circulacao | 24.4193 | 2.6 | 200 | 21 | L/s |  |  |  |  | Escritorio Ocup |  | 195 | Recessed Unvented | 1 | Escritorio Ilum | 0 | Escritorio Equip |  |  |  |  | Air Change | 0.05 | 0.05 | 0.05 | Floor Above Uncond Space | 24.4193 | 0.45 | [6 empty] | 30.4 | 31.7 | 7.8 | 4.8 | 24.4193 | 0.4 | 30.4 | 31.7 | 7.8 | 4.8 | 68.4 | 0.5 | 30.4 | 31.7 | 7.8 | 4.8
E-02_006_Circulacao | EXTRAIDO | E-02_006_Circulacao | 24.42 | 2.6 | 200 | 21 | L/s | 0 | Office Work | 0 | 0 | Escritorio Ocup | 0 | 195 | Recessed Unvented | 1 | Escritorio Ilum | 0 | Escritorio Equip | 0 | 0 | Sample Schedule | Sample Schedule | Air Change | 0.05 | 0.05 | 0.05 | Floor Above Uncond Space | 24.42 | 0.45 | 0 | 0 | 0 | 0.568 | 0 | 0 | 30.4 | 31.7 | 7.8 | 4.8 | 24.42 | 0.4 | 30.4 | 31.7 | 7.8 | 4.8 | 68.4 | 0.5 | 30.4 | 31.7 | 7.8 | 4.8 |  | 0 | Default Wall Assembly | Sample Window Assembly |  | Sample Window Assembly |  |  |  |  | 0 | Default Wall Assembly | Sample Window Assembly |  | Sample Window Assembly |  |  |  |  | 0 | Default Wall Assembly | Sample Window Assembly |  | Sample Window Assembly |  |  |  |  | 0 | Default Wall Assembly | Sample Window Assembly |  | Sample Window Assembly |  |  |  |  | 0 | Default Wall Assembly | Sample Window Assembly |  | Sample Window Assembly |  |  |  |  | 0 | Default Wall Assembly | Sample Window Assembly |  | Sample Window Assembly |  |  |  |  | 0 | Default Wall Assembly | Sample Window Assembly |  | Sample Window Assembly |  |  |  |  | 0 | Default Wall Assembly | Sample Window Assembly |  | Sample Window Assembly |  |  |  |  | 0 |  | Default Roof Assembly |  |  |  | 0 |  | Default Roof Assembly |  |  |  | 0 |  | Default Roof Assembly |  |  |  | 0 |  | Default Roof Assembly
| DIFF | [7 empty] | None -> office work | [12 empty] | None -> sample schedule | None -> sample schedule | [10 empty] | None -> 0.57 | [20 empty] | None -> default wall assembly | None -> sample window assembly |  | None -> sample window assembly | [5 empty] | None -> default wall assembly | None -> sample window assembly |  | None -> sample window assembly | [5 empty] | None -> default wall assembly | None -> sample window assembly |  | None -> sample window assembly | [5 empty] | None -> default wall assembly | None -> sample window assembly |  | None -> sample window assembly | [5 empty] | None -> default wall assembly | None -> sample window assembly |  | None -> sample window assembly | [5 empty] | None -> default wall assembly | None -> sample window assembly |  | None -> sample window assembly | [5 empty] | None -> default wall assembly | None -> sample window assembly |  | None -> sample window assembly | [5 empty] | None -> default wall assembly | None -> sample window assembly |  | None -> sample window assembly | [6 empty] | None -> default roof assembly | [5 empty] | None -> default roof assembly | [5 empty] | None -> default roof assembly | [5 empty] | None -> default roof assembly
E-02_007_Zonas_tecnicas_ | ORIGINAL | E-02_007_Zonas_tecnicas_ | 31.1438 | 2.6 | 200 | 27 | L/s |  |  |  |  | Sample Schedule |  | 156 | Recessed Unvented | 1 | Sample Schedule | 5 | Sample Schedule |  |  |  |  | Air Change | 0.05 | 0.05 | 0.05 | Floor Above Uncond Space | 31.1438 | 0.45 | [6 empty] | 30.4 | 31.7 | 7.8 | 4.8 | 31.1438 | 0.4 | 30.4 | 31.7 | 7.8 | 4.8
E-02_007_Zonas_tecnicas_ | EXTRAIDO | E-02_007_Zonas_tecnicas_ | 31.14 | 2.6 | 200 | 27 | L/s | 0 | Office Work | 0 | 0 | Sample Schedule | 0 | 156 | Recessed Unvented | 1 | Sample Schedule | 5 | Sample Schedule | 0 | 0 | Sample Schedule | Sample Schedule | Air Change | 0.05 | 0.05 | 0.05 | Floor Above Uncond Space | 31.14 | 0.45 | 0 | 0 | 0 | 0.568 | 0 | 0 | 30.4 | 31.7 | 7.8 | 4.8 | 31.14 | 0.4 | 30.4 | 31.7 | 7.8 | 4.8 | 0 | 2.839 | 23.9 | 35 | 23.9 | 12.8 |  | 0 | Default Wall Assembly | Sample Window Assembly |  | Sample Window Assembly |  |  |  |  | 0 | Default Wall Assembly | Sample Window Assembly |  | Sample Window Assembly |  |  |  |  | 0 | Default Wall Assembly | Sample Window Assembly |  | Sample Window Assembly |  |  |  |  | 0 | Default Wall Assembly | Sample Window Assembly |  | Sample Window Assembly |  |  |  |  | 0 | Default Wall Assembly | Sample Window Assembly |  | Sample Window Assembly |  |  |  |  | 0 | Default Wall Assembly | Sample Window Assembly |  | Sample Window Assembly |  |  |  |  | 0 | Default Wall Assembly | Sample Window Assembly |  | Sample Window Assembly |  |  |  |  | 0 | Default Wall Assembly | Sample Window Assembly |  | Sample Window Assembly |  |  |  |  | 0 |  | Default Roof Assembly |  |  |  | 0 |  | Default Roof Assembly |  |  |  | 0 |  | Default Roof Assembly |  |  |  | 0 |  | Default Roof Assembly
| DIFF | [7 empty] | None -> office work | [12 empty] | None -> sample schedule | None -> sample schedule | [10 empty] | None -> 0.57 | [13 empty] | None -> 2.84 | None -> 23.9 | None -> 35.0 | None -> 23.9 | None -> 12.8 |  |  | None -> default wall assembly | None -> sample window assembly |  | None -> sample window assembly | [5 empty] | None -> default wall assembly | None -> sample window assembly |  | None -> sample window assembly | [5 empty] | None -> default wall assembly | None -> sample window assembly |  | None -> sample window assembly | [5 empty] | None -> default wall assembly | None -> sample window assembly |  | None -> sample window assembly | [5 empty] | None -> default wall assembly | None -> sample window assembly |  | None -> sample window assembly | [5 empty] | None -> default wall assembly | None -> sample window assembly |  | None -> sample window assembly | [5 empty] | None -> default wall assembly | None -> sample window assembly |  | None -> sample window assembly | [5 empty] | None -> default wall assembly | None -> sample window assembly |  | None -> sample window assembly | [6 empty] | None -> default roof assembly | [5 empty] | None -> default roof assembly | [5 empty] | None -> default roof assembly | [5 empty] | None -> default roof assembly
E-02_008_IS | ORIGINAL | E-02_008_IS | 5.7733 | 2.6 | 200 | 5 | L/s |  |  |  |  | Escritorio Ocup |  | 46 | Recessed Unvented | 1 | Escritorio Ilum | 5 | Escritorio Equip |  |  |  |  | Air Change | 0.05 | 0.05 | 0.05 | Floor Above Uncond Space | 5.7733 | 0.45 | [6 empty] | 30.4 | 31.7 | 7.8 | 4.8 | 5.7733 | 0.4 | 30.4 | 31.7 | 7.8 | 4.8
E-02_008_IS | EXTRAIDO | E-02_008_IS | 5.77 | 2.6 | 200 | 5 | L/s | 0 | Office Work | 0 | 0 | Escritorio Ocup | 0 | 46 | Recessed Unvented | 1 | Escritorio Ilum | 5 | Escritorio Equip | 0 | 0 | Sample Schedule | Sample Schedule | Air Change | 0.05 | 0.05 | 0.05 | Floor Above Uncond Space | 5.77 | 0.45 | 0 | 0 | 0 | 0.568 | 0 | 0 | 30.4 | 31.7 | 7.8 | 4.8 | 5.77 | 0.4 | 30.4 | 31.7 | 7.8 | 4.8 | 0 | 2.839 | 23.9 | 35 | 23.9 | 12.8 |  | 0 | Default Wall Assembly | Sample Window Assembly |  | Sample Window Assembly |  |  |  |  | 0 | Default Wall Assembly | Sample Window Assembly |  | Sample Window Assembly |  |  |  |  | 0 | Default Wall Assembly | Sample Window Assembly |  | Sample Window Assembly |  |  |  |  | 0 | Default Wall Assembly | Sample Window Assembly |  | Sample Window Assembly |  |  |  |  | 0 | Default Wall Assembly | Sample Window Assembly |  | Sample Window Assembly |  |  |  |  | 0 | Default Wall Assembly | Sample Window Assembly |  | Sample Window Assembly |  |  |  |  | 0 | Default Wall Assembly | Sample Window Assembly |  | Sample Window Assembly |  |  |  |  | 0 | Default Wall Assembly | Sample Window Assembly |  | Sample Window Assembly |  |  |  |  | 0 |  | Default Roof Assembly |  |  |  | 0 |  | Default Roof Assembly |  |  |  | 0 |  | Default Roof Assembly |  |  |  | 0 |  | Default Roof Assembly
| DIFF | [7 empty] | None -> office work | [12 empty] | None -> sample schedule | None -> sample schedule | [10 empty] | None -> 0.57 | [13 empty] | None -> 2.84 | None -> 23.9 | None -> 35.0 | None -> 23.9 | None -> 12.8 |  |  | None -> default wall assembly | None -> sample window assembly |  | None -> sample window assembly | [5 empty] | None -> default wall assembly | None -> sample window assembly |  | None -> sample window assembly | [5 empty] | None -> default wall assembly | None -> sample window assembly |  | None -> sample window assembly | [5 empty] | None -> default wall assembly | None -> sample window assembly |  | None -> sample window assembly | [5 empty] | None -> default wall assembly | None -> sample window assembly |  | None -> sample window assembly | [5 empty] | None -> default wall assembly | None -> sample window assembly |  | None -> sample window assembly | [5 empty] | None -> default wall assembly | None -> sample window assembly |  | None -> sample window assembly | [5 empty] | None -> default wall assembly | None -> sample window assembly |  | None -> sample window assembly | [6 empty] | None -> default roof assembly | [5 empty] | None -> default roof assembly | [5 empty] | None -> default roof assembly | [5 empty] | None -> default roof assembly
E-02_009_Estacionamento_ | ORIGINAL | E-02_009_Estacionamento_ | 1056.2783 | 2.6 | 200 | 881 | L/s |  |  |  |  | Sample Schedule |  | 2113 | Recessed Unvented | 1 | Sample Schedule | 0 | Sample Schedule |  |  |  |  | Air Change | 0.05 | 0.05 | 0.05 | Floor Above Uncond Space | 1056.2783 | 0.45 | [6 empty] | 30.4 | 31.7 | 7.8 | 4.8 | 1056.2783 | 0.4 | 30.4 | 31.7 | 7.8 | 4.8
E-02_009_Estacionamento_ | EXTRAIDO | E-02_009_Estacionamento_ | 1056.28 | 2.6 | 200 | 881 | L/s | 0 | Office Work | 0 | 0 | Sample Schedule | 0 | 2113 | Recessed Unvented | 1 | Sample Schedule | 0 | Sample Schedule | 0 | 0 | Sample Schedule | Sample Schedule | Air Change | 0.05 | 0.05 | 0.05 | Floor Above Uncond Space | 1056.28 | 0.45 | 0 | 0 | 0 | 0.568 | 0 | 0 | 30.4 | 31.7 | 7.8 | 4.8 | 1056.28 | 0.4 | 30.4 | 31.7 | 7.8 | 4.8 | 0 | 2.839 | 23.9 | 35 | 23.9 | 12.8 |  | 0 | Default Wall Assembly | Sample Window Assembly |  | Sample Window Assembly |  |  |  |  | 0 | Default Wall Assembly | Sample Window Assembly |  | Sample Window Assembly |  |  |  |  | 0 | Default Wall Assembly | Sample Window Assembly |  | Sample Window Assembly |  |  |  |  | 0 | Default Wall Assembly | Sample Window Assembly |  | Sample Window Assembly |  |  |  |  | 0 | Default Wall Assembly | Sample Window Assembly |  | Sample Window Assembly |  |  |  |  | 0 | Default Wall Assembly | Sample Window Assembly |  | Sample Window Assembly |  |  |  |  | 0 | Default Wall Assembly | Sample Window Assembly |  | Sample Window Assembly |  |  |  |  | 0 | Default Wall Assembly | Sample Window Assembly |  | Sample Window Assembly |  |  |  |  | 0 |  | Default Roof Assembly |  |  |  | 0 |  | Default Roof Assembly |  |  |  | 0 |  | Default Roof Assembly |  |  |  | 0 |  | Default Roof Assembly
| DIFF | [7 empty] | None -> office work | [12 empty] | None -> sample schedule | None -> sample schedule | [10 empty] | None -> 0.57 | [13 empty] | None -> 2.84 | None -> 23.9 | None -> 35.0 | None -> 23.9 | None -> 12.8 |  |  | None -> default wall assembly | None -> sample window assembly |  | None -> sample window assembly | [5 empty] | None -> default wall assembly | None -> sample window assembly |  | None -> sample window assembly | [5 empty] | None -> default wall assembly | None -> sample window assembly |  | None -> sample window assembly | [5 empty] | None -> default wall assembly | None -> sample window assembly |  | None -> sample window assembly | [5 empty] | None -> default wall assembly | None -> sample window assembly |  | None -> sample window assembly | [5 empty] | None -> default wall assembly | None -> sample window assembly |  | None -> sample window assembly | [5 empty] | None -> default wall assembly | None -> sample window assembly |  | None -> sample window assembly | [5 empty] | None -> default wall assembly | None -> sample window assembly |  | None -> sample window assembly | [6 empty] | None -> default roof assembly | [5 empty] | None -> default roof assembly | [5 empty] | None -> default roof assembly | [5 empty] | None -> default roof assembly
F-01_001_Caixa_de_escada | ORIGINAL | F-01_001_Caixa_de_escada | 19.7007 | 2.6 | 200 | 17 | L/s |  |  |  |  | Escritorio Ocup |  | 99 | Recessed Unvented | 1 | Escritorio Ilum | 0 | Escritorio Equip |  |  |  |  | Air Change | 0.05 | 0.05 | 0.05 | Floor Above Uncond Space | 19.7007 | 0.45 | [6 empty] | 30.4 | 31.7 | 7.8 | 4.8 | 4.9928 | 0.4 | 30.4 | 31.7 | 7.8 | 4.8 | 4.4 | 0.5 | 30.4 | 31.7 | 7.8 | 4.8
F-01_001_Caixa_de_escada | EXTRAIDO | F-01_001_Caixa_de_escada | 19.7 | 2.6 | 200 | 17 | L/s | 0 | Office Work | 0 | 0 | Escritorio Ocup | 0 | 99 | Recessed Unvented | 1 | Escritorio Ilum | 0 | Escritorio Equip | 0 | 0 | Sample Schedule | Sample Schedule | Air Change | 0.05 | 0.05 | 0.05 | Floor Above Uncond Space | 19.7 | 0.45 | 0 | 0 | 0 | 0.568 | 0 | 0 | 30.4 | 31.7 | 7.8 | 4.8 | 4.99 | 0.4 | 30.4 | 31.7 | 7.8 | 4.8 | 4.4 | 0.5 | 30.4 | 31.7 | 7.8 | 4.8 |  | 0 | Default Wall Assembly | Sample Window Assembly |  | Sample Window Assembly |  |  |  |  | 0 | Default Wall Assembly | Sample Window Assembly |  | Sample Window Assembly |  |  |  |  | 0 | Default Wall Assembly | Sample Window Assembly |  | Sample Window Assembly |  |  |  |  | 0 | Default Wall Assembly | Sample Window Assembly |  | Sample Window Assembly |  |  |  |  | 0 | Default Wall Assembly | Sample Window Assembly |  | Sample Window Assembly |  |  |  |  | 0 | Default Wall Assembly | Sample Window Assembly |  | Sample Window Assembly |  |  |  |  | 0 | Default Wall Assembly | Sample Window Assembly |  | Sample Window Assembly |  |  |  |  | 0 | Default Wall Assembly | Sample Window Assembly |  | Sample Window Assembly |  |  |  |  | 0 |  | Default Roof Assembly |  |  |  | 0 |  | Default Roof Assembly |  |  |  | 0 |  | Default Roof Assembly |  |  |  | 0 |  | Default Roof Assembly
| DIFF | [7 empty] | None -> office work | [12 empty] | None -> sample schedule | None -> sample schedule | [10 empty] | None -> 0.57 | [20 empty] | None -> default wall assembly | None -> sample window assembly |  | None -> sample window assembly | [5 empty] | None -> default wall assembly | None -> sample window assembly |  | None -> sample window assembly | [5 empty] | None -> default wall assembly | None -> sample window assembly |  | None -> sample window assembly | [5 empty] | None -> default wall assembly | None -> sample window assembly |  | None -> sample window assembly | [5 empty] | None -> default wall assembly | None -> sample window assembly |  | None -> sample window assembly | [5 empty] | None -> default wall assembly | None -> sample window assembly |  | None -> sample window assembly | [5 empty] | None -> default wall assembly | None -> sample window assembly |  | None -> sample window assembly | [5 empty] | None -> default wall assembly | None -> sample window assembly |  | None -> sample window assembly | [6 empty] | None -> default roof assembly | [5 empty] | None -> default roof assembly | [5 empty] | None -> default roof assembly | [5 empty] | None -> default roof assembly
F-01_002_Caixa_de_escada | ORIGINAL | F-01_002_Caixa_de_escada | 21.4044 | 2.6 | 200 | 19 | L/s |  |  |  |  | Escritorio Ocup |  | 107 | Recessed Unvented | 1 | Escritorio Ilum | 0 | Escritorio Equip |  |  |  |  | Air Change | 0.05 | 0.05 | 0.05 | Floor Above Uncond Space | 21.4044 | 0.45 | [6 empty] | 30.4 | 31.7 | 7.8 | 4.8 | [6 empty] | 31.9 | 0.5 | 30.4 | 31.7 | 7.8 | 4.8
F-01_002_Caixa_de_escada | EXTRAIDO | F-01_002_Caixa_de_escada | 21.4 | 2.6 | 200 | 19 | L/s | 0 | Office Work | 0 | 0 | Escritorio Ocup | 0 | 107 | Recessed Unvented | 1 | Escritorio Ilum | 0 | Escritorio Equip | 0 | 0 | Sample Schedule | Sample Schedule | Air Change | 0.05 | 0.05 | 0.05 | Floor Above Uncond Space | 21.4 | 0.45 | 0 | 0 | 0 | 0.568 | 0 | 0 | 30.4 | 31.7 | 7.8 | 4.8 | 0 | 2.839 | 23.9 | 35 | 23.9 | 12.8 | 31.9 | 0.5 | 30.4 | 31.7 | 7.8 | 4.8 |  | 0 | Default Wall Assembly | Sample Window Assembly |  | Sample Window Assembly |  |  |  |  | 0 | Default Wall Assembly | Sample Window Assembly |  | Sample Window Assembly |  |  |  |  | 0 | Default Wall Assembly | Sample Window Assembly |  | Sample Window Assembly |  |  |  |  | 0 | Default Wall Assembly | Sample Window Assembly |  | Sample Window Assembly |  |  |  |  | 0 | Default Wall Assembly | Sample Window Assembly |  | Sample Window Assembly |  |  |  |  | 0 | Default Wall Assembly | Sample Window Assembly |  | Sample Window Assembly |  |  |  |  | 0 | Default Wall Assembly | Sample Window Assembly |  | Sample Window Assembly |  |  |  |  | 0 | Default Wall Assembly | Sample Window Assembly |  | Sample Window Assembly |  |  |  |  | 0 |  | Default Roof Assembly |  |  |  | 0 |  | Default Roof Assembly |  |  |  | 0 |  | Default Roof Assembly |  |  |  | 0 |  | Default Roof Assembly
| DIFF | [7 empty] | None -> office work | [12 empty] | None -> sample schedule | None -> sample schedule | [10 empty] | None -> 0.57 | [7 empty] | None -> 2.84 | None -> 23.9 | None -> 35.0 | None -> 23.9 | None -> 12.8 | [8 empty] | None -> default wall assembly | None -> sample window assembly |  | None -> sample window assembly | [5 empty] | None -> default wall assembly | None -> sample window assembly |  | None -> sample window assembly | [5 empty] | None -> default wall assembly | None -> sample window assembly |  | None -> sample window assembly | [5 empty] | None -> default wall assembly | None -> sample window assembly |  | None -> sample window assembly | [5 empty] | None -> default wall assembly | None -> sample window assembly |  | None -> sample window assembly | [5 empty] | None -> default wall assembly | None -> sample window assembly |  | None -> sample window assembly | [5 empty] | None -> default wall assembly | None -> sample window assembly |  | None -> sample window assembly | [5 empty] | None -> default wall assembly | None -> sample window assembly |  | None -> sample window assembly | [6 empty] | None -> default roof assembly | [5 empty] | None -> default roof assembly | [5 empty] | None -> default roof assembly | [5 empty] | None -> default roof assembly
F-01_003_Caixa_de_escada | ORIGINAL | F-01_003_Caixa_de_escada | 15.0753 | 2.6 | 200 | 13 | L/s |  |  |  |  | Escritorio Ocup |  | 75 | Recessed Unvented | 1 | Escritorio Ilum | 0 | Escritorio Equip |  |  |  |  | Air Change | 0.05 | 0.05 | 0.05 | Floor Above Uncond Space | 15.0753 | 0.45 | [6 empty] | 30.4 | 31.7 | 7.8 | 4.8 | [6 empty] | 12.8 | 0.5 | 30.4 | 31.7 | 7.8 | 4.8
F-01_003_Caixa_de_escada | EXTRAIDO | F-01_003_Caixa_de_escada | 15.08 | 2.6 | 200 | 13 | L/s | 0 | Office Work | 0 | 0 | Escritorio Ocup | 0 | 75 | Recessed Unvented | 1 | Escritorio Ilum | 0 | Escritorio Equip | 0 | 0 | Sample Schedule | Sample Schedule | Air Change | 0.05 | 0.05 | 0.05 | Floor Above Uncond Space | 15.08 | 0.45 | 0 | 0 | 0 | 0.568 | 0 | 0 | 30.4 | 31.7 | 7.8 | 4.8 | 0 | 2.839 | 23.9 | 35 | 23.9 | 12.8 | 12.8 | 0.5 | 30.4 | 31.7 | 7.8 | 4.8 |  | 0 | Default Wall Assembly | Sample Window Assembly |  | Sample Window Assembly |  |  |  |  | 0 | Default Wall Assembly | Sample Window Assembly |  | Sample Window Assembly |  |  |  |  | 0 | Default Wall Assembly | Sample Window Assembly |  | Sample Window Assembly |  |  |  |  | 0 | Default Wall Assembly | Sample Window Assembly |  | Sample Window Assembly |  |  |  |  | 0 | Default Wall Assembly | Sample Window Assembly |  | Sample Window Assembly |  |  |  |  | 0 | Default Wall Assembly | Sample Window Assembly |  | Sample Window Assembly |  |  |  |  | 0 | Default Wall Assembly | Sample Window Assembly |  | Sample Window Assembly |  |  |  |  | 0 | Default Wall Assembly | Sample Window Assembly |  | Sample Window Assembly |  |  |  |  | 0 |  | Default Roof Assembly |  |  |  | 0 |  | Default Roof Assembly |  |  |  | 0 |  | Default Roof Assembly |  |  |  | 0 |  | Default Roof Assembly
| DIFF | [7 empty] | None -> office work | [12 empty] | None -> sample schedule | None -> sample schedule | [10 empty] | None -> 0.57 | [7 empty] | None -> 2.84 | None -> 23.9 | None -> 35.0 | None -> 23.9 | None -> 12.8 | [8 empty] | None -> default wall assembly | None -> sample window assembly |  | None -> sample window assembly | [5 empty] | None -> default wall assembly | None -> sample window assembly |  | None -> sample window assembly | [5 empty] | None -> default wall assembly | None -> sample window assembly |  | None -> sample window assembly | [5 empty] | None -> default wall assembly | None -> sample window assembly |  | None -> sample window assembly | [5 empty] | None -> default wall assembly | None -> sample window assembly |  | None -> sample window assembly | [5 empty] | None -> default wall assembly | None -> sample window assembly |  | None -> sample window assembly | [5 empty] | None -> default wall assembly | None -> sample window assembly |  | None -> sample window assembly | [5 empty] | None -> default wall assembly | None -> sample window assembly |  | None -> sample window assembly | [6 empty] | None -> default roof assembly | [5 empty] | None -> default roof assembly | [5 empty] | None -> default roof assembly | [5 empty] | None -> default roof assembly
F-01_004_Circulacao | ORIGINAL | F-01_004_Circulacao | 84.24 | 2.6 | 200 | 71 | L/s |  |  |  |  | Escritorio Ocup |  | 674 | Recessed Unvented | 1 | Escritorio Ilum | 0 | Escritorio Equip |  |  |  |  | Air Change | 0.05 | 0.05 | 0.05 | Floor Above Uncond Space | 60.8763 | 0.45 | [6 empty] | 30.4 | 31.7 | 7.8 | 4.8 | [6 empty] | 74.4 | 0.5 | 30.4 | 31.7 | 7.8 | 4.8 | [72 empty] | H | 60.8947 | 0 | Flat Roof
F-01_004_Circulacao | EXTRAIDO | F-01_004_Circulacao | 84.24 | 2.6 | 200 | 71 | L/s | 0 | Office Work | 0 | 0 | Escritorio Ocup | 0 | 674 | Recessed Unvented | 1 | Escritorio Ilum | 0 | Escritorio Equip | 0 | 0 | Sample Schedule | Sample Schedule | Air Change | 0.05 | 0.05 | 0.05 | Floor Above Uncond Space | 60.88 | 0.45 | 0 | 0 | 0 | 0.568 | 0 | 0 | 30.4 | 31.7 | 7.8 | 4.8 | 0 | 2.839 | 23.9 | 35 | 23.9 | 12.8 | 74.4 | 0.5 | 30.4 | 31.7 | 7.8 | 4.8 |  | 0 | Default Wall Assembly | Sample Window Assembly |  | Sample Window Assembly |  |  |  |  | 0 | Default Wall Assembly | Sample Window Assembly |  | Sample Window Assembly |  |  |  |  | 0 | Default Wall Assembly | Sample Window Assembly |  | Sample Window Assembly |  |  |  |  | 0 | Default Wall Assembly | Sample Window Assembly |  | Sample Window Assembly |  |  |  |  | 0 | Default Wall Assembly | Sample Window Assembly |  | Sample Window Assembly |  |  |  |  | 0 | Default Wall Assembly | Sample Window Assembly |  | Sample Window Assembly |  |  |  |  | 0 | Default Wall Assembly | Sample Window Assembly |  | Sample Window Assembly |  |  |  |  | 0 | Default Wall Assembly | Sample Window Assembly |  | Sample Window Assembly |  |  |  | H | 60.89 |  | Cobertura_adjacente |  |  |  | 0 |  | Default Roof Assembly |  |  |  | 0 |  | Default Roof Assembly |  |  |  | 0 |  | Default Roof Assembly
| DIFF | [7 empty] | None -> office work | [12 empty] | None -> sample schedule | None -> sample schedule | [10 empty] | None -> 0.57 | [7 empty] | None -> 2.84 | None -> 23.9 | None -> 35.0 | None -> 23.9 | None -> 12.8 | [8 empty] | None -> default wall assembly | None -> sample window assembly |  | None -> sample window assembly | [5 empty] | None -> default wall assembly | None -> sample window assembly |  | None -> sample window assembly | [5 empty] | None -> default wall assembly | None -> sample window assembly |  | None -> sample window assembly | [5 empty] | None -> default wall assembly | None -> sample window assembly |  | None -> sample window assembly | [5 empty] | None -> default wall assembly | None -> sample window assembly |  | None -> sample window assembly | [5 empty] | None -> default wall assembly | None -> sample window assembly |  | None -> sample window assembly | [5 empty] | None -> default wall assembly | None -> sample window assembly |  | None -> sample window assembly | [5 empty] | None -> default wall assembly | None -> sample window assembly |  | None -> sample window assembly | [6 empty] | flat roof -> cobertura_adjacente | [5 empty] | None -> default roof assembly | [5 empty] | None -> default roof assembly | [5 empty] | None -> default roof assembly
F-01_005_Circulacao | ORIGINAL | F-01_005_Circulacao | 58.9659 | 2.6 | 200 | 50 | L/s |  |  |  |  | Escritorio Ocup |  | 472 | Recessed Unvented | 1 | Escritorio Ilum | 0 | Escritorio Equip |  |  |  |  | Air Change | 0.05 | 0.05 | 0.05 | Floor Above Uncond Space | 1.5626 | 0.45 | [6 empty] | 30.4 | 31.7 | 7.8 | 4.8 | [6 empty] | 77.6 | 0.5 | 30.4 | 31.7 | 7.8 | 4.8
F-01_005_Circulacao | EXTRAIDO | F-01_005_Circulacao | 58.97 | 2.6 | 200 | 50 | L/s | 0 | Office Work | 0 | 0 | Escritorio Ocup | 0 | 472 | Recessed Unvented | 1 | Escritorio Ilum | 0 | Escritorio Equip | 0 | 0 | Sample Schedule | Sample Schedule | Air Change | 0.05 | 0.05 | 0.05 | Floor Above Uncond Space | 1.56 | 0.45 | 0 | 0 | 0 | 0.568 | 0 | 0 | 30.4 | 31.7 | 7.8 | 4.8 | 0 | 2.839 | 23.9 | 35 | 23.9 | 12.8 | 77.6 | 0.5 | 30.4 | 31.7 | 7.8 | 4.8 |  | 0 | Default Wall Assembly | Sample Window Assembly |  | Sample Window Assembly |  |  |  |  | 0 | Default Wall Assembly | Sample Window Assembly |  | Sample Window Assembly |  |  |  |  | 0 | Default Wall Assembly | Sample Window Assembly |  | Sample Window Assembly |  |  |  |  | 0 | Default Wall Assembly | Sample Window Assembly |  | Sample Window Assembly |  |  |  |  | 0 | Default Wall Assembly | Sample Window Assembly |  | Sample Window Assembly |  |  |  |  | 0 | Default Wall Assembly | Sample Window Assembly |  | Sample Window Assembly |  |  |  |  | 0 | Default Wall Assembly | Sample Window Assembly |  | Sample Window Assembly |  |  |  |  | 0 | Default Wall Assembly | Sample Window Assembly |  | Sample Window Assembly |  |  |  |  | 0 |  | Default Roof Assembly |  |  |  | 0 |  | Default Roof Assembly |  |  |  | 0 |  | Default Roof Assembly |  |  |  | 0 |  | Default Roof Assembly
| DIFF | [7 empty] | None -> office work | [12 empty] | None -> sample schedule | None -> sample schedule | [10 empty] | None -> 0.57 | [7 empty] | None -> 2.84 | None -> 23.9 | None -> 35.0 | None -> 23.9 | None -> 12.8 | [8 empty] | None -> default wall assembly | None -> sample window assembly |  | None -> sample window assembly | [5 empty] | None -> default wall assembly | None -> sample window assembly |  | None -> sample window assembly | [5 empty] | None -> default wall assembly | None -> sample window assembly |  | None -> sample window assembly | [5 empty] | None -> default wall assembly | None -> sample window assembly |  | None -> sample window assembly | [5 empty] | None -> default wall assembly | None -> sample window assembly |  | None -> sample window assembly | [5 empty] | None -> default wall assembly | None -> sample window assembly |  | None -> sample window assembly | [5 empty] | None -> default wall assembly | None -> sample window assembly |  | None -> sample window assembly | [5 empty] | None -> default wall assembly | None -> sample window assembly |  | None -> sample window assembly | [6 empty] | None -> default roof assembly | [5 empty] | None -> default roof assembly | [5 empty] | None -> default roof assembly | [5 empty] | None -> default roof assembly
F-01_006_Escritorios | ORIGINAL | F-01_006_Escritorios | 392.4298 | 2.6 | 200 | 328 | L/s | 9 | Office Work | 70 | 45 | Escritorio Ocup |  | 4709 | Recessed Unvented | 1 | Escritorio Ilum | 15 | Escritorio Equip |  |  |  |  | Air Change | 0.05 | 0.05 | 0.05 | Floor Above Uncond Space | 269.8647 | 0.45 | [6 empty] | 30.4 | 31.7 | 7.8 | 4.8 | [6 empty] | 102.5 | 0.5 | 30.4 | 31.7 | 7.8 | 4.8 | [72 empty] | H | 78.8427 | 0 | Flat Roof
F-01_006_Escritorios | EXTRAIDO | F-01_006_Escritorios | 392.43 | 2.6 | 200 | 328 | L/s | 9 | Office Work | 70 | 45 | Escritorio Ocup | 0 | 4709 | Recessed Unvented | 1 | Escritorio Ilum | 15 | Escritorio Equip | 0 | 0 | Sample Schedule | Sample Schedule | Air Change | 0.05 | 0.05 | 0.05 | Floor Above Uncond Space | 269.86 | 0.45 | 0 | 0 | 0 | 0.568 | 0 | 0 | 30.4 | 31.7 | 7.8 | 4.8 | 0 | 2.839 | 23.9 | 35 | 23.9 | 12.8 | 102.5 | 0.5 | 30.4 | 31.7 | 7.8 | 4.8 |  | 0 | Default Wall Assembly | Sample Window Assembly |  | Sample Window Assembly |  |  |  |  | 0 | Default Wall Assembly | Sample Window Assembly |  | Sample Window Assembly |  |  |  |  | 0 | Default Wall Assembly | Sample Window Assembly |  | Sample Window Assembly |  |  |  |  | 0 | Default Wall Assembly | Sample Window Assembly |  | Sample Window Assembly |  |  |  |  | 0 | Default Wall Assembly | Sample Window Assembly |  | Sample Window Assembly |  |  |  |  | 0 | Default Wall Assembly | Sample Window Assembly |  | Sample Window Assembly |  |  |  |  | 0 | Default Wall Assembly | Sample Window Assembly |  | Sample Window Assembly |  |  |  |  | 0 | Default Wall Assembly | Sample Window Assembly |  | Sample Window Assembly |  |  |  | H | 78.84 |  | Cobertura_adjacente |  |  |  | 0 |  | Default Roof Assembly |  |  |  | 0 |  | Default Roof Assembly |  |  |  | 0 |  | Default Roof Assembly
| DIFF | [20 empty] | None -> sample schedule | None -> sample schedule | [10 empty] | None -> 0.57 | [7 empty] | None -> 2.84 | None -> 23.9 | None -> 35.0 | None -> 23.9 | None -> 12.8 | [8 empty] | None -> default wall assembly | None -> sample window assembly |  | None -> sample window assembly | [5 empty] | None -> default wall assembly | None -> sample window assembly |  | None -> sample window assembly | [5 empty] | None -> default wall assembly | None -> sample window assembly |  | None -> sample window assembly | [5 empty] | None -> default wall assembly | None -> sample window assembly |  | None -> sample window assembly | [5 empty] | None -> default wall assembly | None -> sample window assembly |  | None -> sample window assembly | [5 empty] | None -> default wall assembly | None -> sample window assembly |  | None -> sample window assembly | [5 empty] | None -> default wall assembly | None -> sample window assembly |  | None -> sample window assembly | [5 empty] | None -> default wall assembly | None -> sample window assembly |  | None -> sample window assembly | [6 empty] | flat roof -> cobertura_adjacente | [5 empty] | None -> default roof assembly | [5 empty] | None -> default roof assembly | [5 empty] | None -> default roof assembly
F-01_007_Zonas_tecnicas_ | ORIGINAL | F-01_007_Zonas_tecnicas_ | 55.7616 | 2.6 | 200 | 47 | L/s |  |  |  |  | Sample Schedule |  | 279 | Recessed Unvented | 1 | Sample Schedule | 5 | Sample Schedule |  |  |  |  | Air Change | 0.05 | 0.05 | 0.05 | Floor Above Uncond Space | 55.7616 | 0.45 | [6 empty] | 30.4 | 31.7 | 7.8 | 4.8
F-01_007_Zonas_tecnicas_ | EXTRAIDO | F-01_007_Zonas_tecnicas_ | 55.76 | 2.6 | 200 | 47 | L/s | 0 | Office Work | 0 | 0 | Sample Schedule | 0 | 279 | Recessed Unvented | 1 | Sample Schedule | 5 | Sample Schedule | 0 | 0 | Sample Schedule | Sample Schedule | Air Change | 0.05 | 0.05 | 0.05 | Floor Above Uncond Space | 55.76 | 0.45 | 0 | 0 | 0 | 0.568 | 0 | 0 | 30.4 | 31.7 | 7.8 | 4.8 | 0 | 2.839 | 23.9 | 35 | 23.9 | 12.8 | 0 | 2.839 | 23.9 | 35 | 23.9 | 12.8 |  | 0 | Default Wall Assembly | Sample Window Assembly |  | Sample Window Assembly |  |  |  |  | 0 | Default Wall Assembly | Sample Window Assembly |  | Sample Window Assembly |  |  |  |  | 0 | Default Wall Assembly | Sample Window Assembly |  | Sample Window Assembly |  |  |  |  | 0 | Default Wall Assembly | Sample Window Assembly |  | Sample Window Assembly |  |  |  |  | 0 | Default Wall Assembly | Sample Window Assembly |  | Sample Window Assembly |  |  |  |  | 0 | Default Wall Assembly | Sample Window Assembly |  | Sample Window Assembly |  |  |  |  | 0 | Default Wall Assembly | Sample Window Assembly |  | Sample Window Assembly |  |  |  |  | 0 | Default Wall Assembly | Sample Window Assembly |  | Sample Window Assembly |  |  |  |  | 0 |  | Default Roof Assembly |  |  |  | 0 |  | Default Roof Assembly |  |  |  | 0 |  | Default Roof Assembly |  |  |  | 0 |  | Default Roof Assembly
| DIFF | [7 empty] | None -> office work | [12 empty] | None -> sample schedule | None -> sample schedule | [10 empty] | None -> 0.57 | [7 empty] | None -> 2.84 | None -> 23.9 | None -> 35.0 | None -> 23.9 | None -> 12.8 |  | None -> 2.84 | None -> 23.9 | None -> 35.0 | None -> 23.9 | None -> 12.8 |  |  | None -> default wall assembly | None -> sample window assembly |  | None -> sample window assembly | [5 empty] | None -> default wall assembly | None -> sample window assembly |  | None -> sample window assembly | [5 empty] | None -> default wall assembly | None -> sample window assembly |  | None -> sample window assembly | [5 empty] | None -> default wall assembly | None -> sample window assembly |  | None -> sample window assembly | [5 empty] | None -> default wall assembly | None -> sample window assembly |  | None -> sample window assembly | [5 empty] | None -> default wall assembly | None -> sample window assembly |  | None -> sample window assembly | [5 empty] | None -> default wall assembly | None -> sample window assembly |  | None -> sample window assembly | [5 empty] | None -> default wall assembly | None -> sample window assembly |  | None -> sample window assembly | [6 empty] | None -> default roof assembly | [5 empty] | None -> default roof assembly | [5 empty] | None -> default roof assembly | [5 empty] | None -> default roof assembly
F-01_008_Area_40 | ORIGINAL | F-01_008_Area_40 | 1.2549 | 2.6 | 200 | 2 | L/s |  |  |  |  | Escritorio Ocup |  |  |  | 1 | Escritorio Ilum | 0 | Escritorio Equip |  |  |  |  | Air Change | 0.05 | 0.05 | 0.05 | Floor Above Uncond Space | 0.3468 | 0.45 | [6 empty] | 30.4 | 31.7 | 7.8 | 4.8
F-01_008_Area_40 | EXTRAIDO | F-01_008_Area_40 | 1.25 | 2.6 | 200 | 2 | L/s | 0 | Office Work | 0 | 0 | Escritorio Ocup | 0 | 0 | Recessed Unvented | 1 | Escritorio Ilum | 0 | Escritorio Equip | 0 | 0 | Sample Schedule | Sample Schedule | Air Change | 0.05 | 0.05 | 0.05 | Floor Above Uncond Space | 0.35 | 0.45 | 0 | 0 | 0 | 0.568 | 0 | 0 | 30.4 | 31.7 | 7.8 | 4.8 | 0 | 2.839 | 23.9 | 35 | 23.9 | 12.8 | 0 | 2.839 | 23.9 | 35 | 23.9 | 12.8 |  | 0 | Default Wall Assembly | Sample Window Assembly |  | Sample Window Assembly |  |  |  |  | 0 | Default Wall Assembly | Sample Window Assembly |  | Sample Window Assembly |  |  |  |  | 0 | Default Wall Assembly | Sample Window Assembly |  | Sample Window Assembly |  |  |  |  | 0 | Default Wall Assembly | Sample Window Assembly |  | Sample Window Assembly |  |  |  |  | 0 | Default Wall Assembly | Sample Window Assembly |  | Sample Window Assembly |  |  |  |  | 0 | Default Wall Assembly | Sample Window Assembly |  | Sample Window Assembly |  |  |  |  | 0 | Default Wall Assembly | Sample Window Assembly |  | Sample Window Assembly |  |  |  |  | 0 | Default Wall Assembly | Sample Window Assembly |  | Sample Window Assembly |  |  |  |  | 0 |  | Default Roof Assembly |  |  |  | 0 |  | Default Roof Assembly |  |  |  | 0 |  | Default Roof Assembly |  |  |  | 0 |  | Default Roof Assembly
| DIFF | [7 empty] | None -> office work | [5 empty] | None -> recessed unvented | [6 empty] | None -> sample schedule | None -> sample schedule | [10 empty] | None -> 0.57 | [7 empty] | None -> 2.84 | None -> 23.9 | None -> 35.0 | None -> 23.9 | None -> 12.8 |  | None -> 2.84 | None -> 23.9 | None -> 35.0 | None -> 23.9 | None -> 12.8 |  |  | None -> default wall assembly | None -> sample window assembly |  | None -> sample window assembly | [5 empty] | None -> default wall assembly | None -> sample window assembly |  | None -> sample window assembly | [5 empty] | None -> default wall assembly | None -> sample window assembly |  | None -> sample window assembly | [5 empty] | None -> default wall assembly | None -> sample window assembly |  | None -> sample window assembly | [5 empty] | None -> default wall assembly | None -> sample window assembly |  | None -> sample window assembly | [5 empty] | None -> default wall assembly | None -> sample window assembly |  | None -> sample window assembly | [5 empty] | None -> default wall assembly | None -> sample window assembly |  | None -> sample window assembly | [5 empty] | None -> default wall assembly | None -> sample window assembly |  | None -> sample window assembly | [6 empty] | None -> default roof assembly | [5 empty] | None -> default roof assembly | [5 empty] | None -> default roof assembly | [5 empty] | None -> default roof assembly
F-01_009_Estacionamento_ | ORIGINAL | F-01_009_Estacionamento_ | 578.0426 | 2.6 | 200 | 482 | L/s |  |  |  |  | Sample Schedule |  | 1156 | Recessed Unvented | 1 | Sample Schedule | 0 | Sample Schedule |  |  |  |  | Air Change | 0.05 | 0.05 | 0.05 | Floor Above Uncond Space | 578.0426 | 0.45 | [6 empty] | 30.4 | 31.7 | 7.8 | 4.8
F-01_009_Estacionamento_ | EXTRAIDO | F-01_009_Estacionamento_ | 578.04 | 2.6 | 200 | 482 | L/s | 0 | Office Work | 0 | 0 | Sample Schedule | 0 | 1156 | Recessed Unvented | 1 | Sample Schedule | 0 | Sample Schedule | 0 | 0 | Sample Schedule | Sample Schedule | Air Change | 0.05 | 0.05 | 0.05 | Floor Above Uncond Space | 578.04 | 0.45 | 0 | 0 | 0 | 0.568 | 0 | 0 | 30.4 | 31.7 | 7.8 | 4.8 | 0 | 2.839 | 23.9 | 35 | 23.9 | 12.8 | 0 | 2.839 | 23.9 | 35 | 23.9 | 12.8 |  | 0 | Default Wall Assembly | Sample Window Assembly |  | Sample Window Assembly |  |  |  |  | 0 | Default Wall Assembly | Sample Window Assembly |  | Sample Window Assembly |  |  |  |  | 0 | Default Wall Assembly | Sample Window Assembly |  | Sample Window Assembly |  |  |  |  | 0 | Default Wall Assembly | Sample Window Assembly |  | Sample Window Assembly |  |  |  |  | 0 | Default Wall Assembly | Sample Window Assembly |  | Sample Window Assembly |  |  |  |  | 0 | Default Wall Assembly | Sample Window Assembly |  | Sample Window Assembly |  |  |  |  | 0 | Default Wall Assembly | Sample Window Assembly |  | Sample Window Assembly |  |  |  |  | 0 | Default Wall Assembly | Sample Window Assembly |  | Sample Window Assembly |  |  |  |  | 0 |  | Default Roof Assembly |  |  |  | 0 |  | Default Roof Assembly |  |  |  | 0 |  | Default Roof Assembly |  |  |  | 0 |  | Default Roof Assembly
| DIFF | [7 empty] | None -> office work | [12 empty] | None -> sample schedule | None -> sample schedule | [10 empty] | None -> 0.57 | [7 empty] | None -> 2.84 | None -> 23.9 | None -> 35.0 | None -> 23.9 | None -> 12.8 |  | None -> 2.84 | None -> 23.9 | None -> 35.0 | None -> 23.9 | None -> 12.8 |  |  | None -> default wall assembly | None -> sample window assembly |  | None -> sample window assembly | [5 empty] | None -> default wall assembly | None -> sample window assembly |  | None -> sample window assembly | [5 empty] | None -> default wall assembly | None -> sample window assembly |  | None -> sample window assembly | [5 empty] | None -> default wall assembly | None -> sample window assembly |  | None -> sample window assembly | [5 empty] | None -> default wall assembly | None -> sample window assembly |  | None -> sample window assembly | [5 empty] | None -> default wall assembly | None -> sample window assembly |  | None -> sample window assembly | [5 empty] | None -> default wall assembly | None -> sample window assembly |  | None -> sample window assembly | [5 empty] | None -> default wall assembly | None -> sample window assembly |  | None -> sample window assembly | [6 empty] | None -> default roof assembly | [5 empty] | None -> default roof assembly | [5 empty] | None -> default roof assembly | [5 empty] | None -> default roof assembly
F-01_010_IS | ORIGINAL | F-01_010_IS | 18.3042 | 2.6 | 200 | 16 | L/s |  |  |  |  | Escritorio Ocup |  | 146 | Recessed Unvented | 1 | Escritorio Ilum | 5 | Escritorio Equip |  |  |  |  | Air Change | 0.05 | 0.05 | 0.05 | Floor Above Uncond Space | 18.3042 | 0.45 | [6 empty] | 30.4 | 31.7 | 7.8 | 4.8
F-01_010_IS | EXTRAIDO | F-01_010_IS | 18.3 | 2.6 | 200 | 16 | L/s | 0 | Office Work | 0 | 0 | Escritorio Ocup | 0 | 146 | Recessed Unvented | 1 | Escritorio Ilum | 5 | Escritorio Equip | 0 | 0 | Sample Schedule | Sample Schedule | Air Change | 0.05 | 0.05 | 0.05 | Floor Above Uncond Space | 18.3 | 0.45 | 0 | 0 | 0 | 0.568 | 0 | 0 | 30.4 | 31.7 | 7.8 | 4.8 | 0 | 2.839 | 23.9 | 35 | 23.9 | 12.8 | 0 | 2.839 | 23.9 | 35 | 23.9 | 12.8 |  | 0 | Default Wall Assembly | Sample Window Assembly |  | Sample Window Assembly |  |  |  |  | 0 | Default Wall Assembly | Sample Window Assembly |  | Sample Window Assembly |  |  |  |  | 0 | Default Wall Assembly | Sample Window Assembly |  | Sample Window Assembly |  |  |  |  | 0 | Default Wall Assembly | Sample Window Assembly |  | Sample Window Assembly |  |  |  |  | 0 | Default Wall Assembly | Sample Window Assembly |  | Sample Window Assembly |  |  |  |  | 0 | Default Wall Assembly | Sample Window Assembly |  | Sample Window Assembly |  |  |  |  | 0 | Default Wall Assembly | Sample Window Assembly |  | Sample Window Assembly |  |  |  |  | 0 | Default Wall Assembly | Sample Window Assembly |  | Sample Window Assembly |  |  |  |  | 0 |  | Default Roof Assembly |  |  |  | 0 |  | Default Roof Assembly |  |  |  | 0 |  | Default Roof Assembly |  |  |  | 0 |  | Default Roof Assembly
| DIFF | [7 empty] | None -> office work | [12 empty] | None -> sample schedule | None -> sample schedule | [10 empty] | None -> 0.57 | [7 empty] | None -> 2.84 | None -> 23.9 | None -> 35.0 | None -> 23.9 | None -> 12.8 |  | None -> 2.84 | None -> 23.9 | None -> 35.0 | None -> 23.9 | None -> 12.8 |  |  | None -> default wall assembly | None -> sample window assembly |  | None -> sample window assembly | [5 empty] | None -> default wall assembly | None -> sample window assembly |  | None -> sample window assembly | [5 empty] | None -> default wall assembly | None -> sample window assembly |  | None -> sample window assembly | [5 empty] | None -> default wall assembly | None -> sample window assembly |  | None -> sample window assembly | [5 empty] | None -> default wall assembly | None -> sample window assembly |  | None -> sample window assembly | [5 empty] | None -> default wall assembly | None -> sample window assembly |  | None -> sample window assembly | [5 empty] | None -> default wall assembly | None -> sample window assembly |  | None -> sample window assembly | [5 empty] | None -> default wall assembly | None -> sample window assembly |  | None -> sample window assembly | [6 empty] | None -> default roof assembly | [5 empty] | None -> default roof assembly | [5 empty] | None -> default roof assembly | [5 empty] | None -> default roof assembly
G00_001_Area_24 | ORIGINAL | G00_001_Area_24 | 478.0917 | 2.6 | 200 | 399 | L/s | 11 | Office Work | 70 | 45 | Escritorio Ocup |  | 5737 | Recessed Unvented | 1 | Escritorio Ilum | 15 | Escritorio Equip |  |  |  |  | Air Change | 0.3 | 0.3 | 0.3 | Floor Above Uncond Space | 174.5547 | 0.45 | [6 empty] | 30.4 | 31.7 | 7.8 | 4.8 | [12 empty] | S | 79.1235 | Parede Exterior | V00_A00001Area_S | 3 |  |  |  |  | SW | 1.7296 | Parede Exterior | [6 empty] | W | 61.0917 | Parede Exterior | V00_A00001Area_W | 2 |  |  |  |  | N | 35.7217 | Parede Exterior | V00_A00001Area_N | 4 |  |  |  |  | E | 22.3538 | Parede Exterior | V00_A00001Area_E | 1
G00_001_Area_24 | EXTRAIDO | G00_001_Area_24 | 478.09 | 2.6 | 200 | 399 | L/s | 11 | Office Work | 70 | 45 | Escritorio Ocup | 0 | 5737 | Recessed Unvented | 1 | Escritorio Ilum | 15 | Escritorio Equip | 0 | 0 | Sample Schedule | Sample Schedule | Air Change | 0.3 | 0.3 | 0.3 | Floor Above Uncond Space | 174.55 | 0.45 | 0 | 0 | 0 | 0.568 | 0 | 0 | 30.4 | 31.7 | 7.8 | 4.8 | 0 | 2.839 | 23.9 | 35 | 23.9 | 12.8 | 0 | 2.839 | 23.9 | 35 | 23.9 | 12.8 | S | 79.12 | Paredes Exteriores | V00_A00001Area_S | 3 | Sample Window Assembly |  |  |  | SW | 1.73 | Paredes Exteriores | Sample Window Assembly |  | Sample Window Assembly |  |  |  | W | 61.09 | Paredes Exteriores | V00_A00001Area_W | 2 | Sample Window Assembly |  |  |  | N | 35.72 | Paredes Exteriores | V00_A00001Area_N | 4 | Sample Window Assembly |  |  |  | E | 22.35 | Paredes Exteriores | V00_A00001Area_E | 1 | Sample Window Assembly |  |  |  |  | 0 | Default Wall Assembly | Sample Window Assembly |  | Sample Window Assembly |  |  |  |  | 0 | Default Wall Assembly | Sample Window Assembly |  | Sample Window Assembly |  |  |  |  | 0 | Default Wall Assembly | Sample Window Assembly |  | Sample Window Assembly |  |  |  |  | 0 |  | Default Roof Assembly |  |  |  | 0 |  | Default Roof Assembly |  |  |  | 0 |  | Default Roof Assembly |  |  |  | 0 |  | Default Roof Assembly
| DIFF | [20 empty] | None -> sample schedule | None -> sample schedule | [10 empty] | None -> 0.57 | [7 empty] | None -> 2.84 | None -> 23.9 | None -> 35.0 | None -> 23.9 | None -> 12.8 |  | None -> 2.84 | None -> 23.9 | None -> 35.0 | None -> 23.9 | None -> 12.8 |  |  | parede exterior -> paredes exteriores |  |  | None -> sample window assembly | [5 empty] | parede exterior -> paredes exteriores | None -> sample window assembly |  | None -> sample window assembly | [5 empty] | parede exterior -> paredes exteriores |  |  | None -> sample window assembly | [5 empty] | parede exterior -> paredes exteriores |  |  | None -> sample window assembly | [5 empty] | parede exterior -> paredes exteriores |  |  | None -> sample window assembly | [5 empty] | None -> default wall assembly | None -> sample window assembly |  | None -> sample window assembly | [5 empty] | None -> default wall assembly | None -> sample window assembly |  | None -> sample window assembly | [5 empty] | None -> default wall assembly | None -> sample window assembly |  | None -> sample window assembly | [6 empty] | None -> default roof assembly | [5 empty] | None -> default roof assembly | [5 empty] | None -> default roof assembly | [5 empty] | None -> default roof assembly
G00_002_Caixa_de_escadas | ORIGINAL | G00_002_Caixa_de_escadas | 20.191 | 2.6 | 200 | 17 | L/s |  |  |  |  | Escritorio Ocup |  | 101 | Recessed Unvented | 1 | Escritorio Ilum | 0 | Escritorio Equip |  |  |  |  | Air Change | 0.05 | 0.05 | 0.05 | Floor Above Uncond Space | 20.191 | 0.45 | [6 empty] | 30.4 | 31.7 | 7.8 | 4.8 | [6 empty] | 12.8 | 0.5 | 30.4 | 31.7 | 7.8 | 4.8 | E | 13.0312 | Parede Exterior
G00_002_Caixa_de_escadas | EXTRAIDO | G00_002_Caixa_de_escadas | 20.19 | 2.6 | 200 | 17 | L/s | 0 | Office Work | 0 | 0 | Escritorio Ocup | 0 | 101 | Recessed Unvented | 1 | Escritorio Ilum | 0 | Escritorio Equip | 0 | 0 | Sample Schedule | Sample Schedule | Air Change | 0.05 | 0.05 | 0.05 | Floor Above Uncond Space | 20.19 | 0.45 | 0 | 0 | 0 | 0.568 | 0 | 0 | 30.4 | 31.7 | 7.8 | 4.8 | 0 | 2.839 | 23.9 | 35 | 23.9 | 12.8 | 12.8 | 0.5 | 30.4 | 31.7 | 7.8 | 4.8 | E | 13.03 | Paredes Exteriores | Sample Window Assembly |  | Sample Window Assembly |  |  |  |  | 0 | Default Wall Assembly | Sample Window Assembly |  | Sample Window Assembly |  |  |  |  | 0 | Default Wall Assembly | Sample Window Assembly |  | Sample Window Assembly |  |  |  |  | 0 | Default Wall Assembly | Sample Window Assembly |  | Sample Window Assembly |  |  |  |  | 0 | Default Wall Assembly | Sample Window Assembly |  | Sample Window Assembly |  |  |  |  | 0 | Default Wall Assembly | Sample Window Assembly |  | Sample Window Assembly |  |  |  |  | 0 | Default Wall Assembly | Sample Window Assembly |  | Sample Window Assembly |  |  |  |  | 0 | Default Wall Assembly | Sample Window Assembly |  | Sample Window Assembly |  |  |  |  | 0 |  | Default Roof Assembly |  |  |  | 0 |  | Default Roof Assembly |  |  |  | 0 |  | Default Roof Assembly |  |  |  | 0 |  | Default Roof Assembly
| DIFF | [7 empty] | None -> office work | [12 empty] | None -> sample schedule | None -> sample schedule | [10 empty] | None -> 0.57 | [7 empty] | None -> 2.84 | None -> 23.9 | None -> 35.0 | None -> 23.9 | None -> 12.8 | [8 empty] | parede exterior -> paredes exteriores | None -> sample window assembly |  | None -> sample window assembly | [5 empty] | None -> default wall assembly | None -> sample window assembly |  | None -> sample window assembly | [5 empty] | None -> default wall assembly | None -> sample window assembly |  | None -> sample window assembly | [5 empty] | None -> default wall assembly | None -> sample window assembly |  | None -> sample window assembly | [5 empty] | None -> default wall assembly | None -> sample window assembly |  | None -> sample window assembly | [5 empty] | None -> default wall assembly | None -> sample window assembly |  | None -> sample window assembly | [5 empty] | None -> default wall assembly | None -> sample window assembly |  | None -> sample window assembly | [5 empty] | None -> default wall assembly | None -> sample window assembly |  | None -> sample window assembly | [6 empty] | None -> default roof assembly | [5 empty] | None -> default roof assembly | [5 empty] | None -> default roof assembly | [5 empty] | None -> default roof assembly
G00_003_Caixa_de_escadas | ORIGINAL | G00_003_Caixa_de_escadas | 21.4131 | 2.6 | 200 | 19 | L/s |  |  |  |  | Escritorio Ocup |  | 107 | Recessed Unvented | 1 | Escritorio Ilum | 0 | Escritorio Equip |  |  |  |  | Air Change | 0.05 | 0.05 | 0.05 | Floor Above Uncond Space | 21.4131 | 0.45 | [6 empty] | 30.4 | 31.7 | 7.8 | 4.8 | [6 empty] | 6 | 0.5 | 30.4 | 31.7 | 7.8 | 4.8 | S | 6.4118 | Parede Exterior | [6 empty] | E | 8.5803 | Parede Exterior
G00_003_Caixa_de_escadas | EXTRAIDO | G00_003_Caixa_de_escadas | 21.41 | 2.6 | 200 | 19 | L/s | 0 | Office Work | 0 | 0 | Escritorio Ocup | 0 | 107 | Recessed Unvented | 1 | Escritorio Ilum | 0 | Escritorio Equip | 0 | 0 | Sample Schedule | Sample Schedule | Air Change | 0.05 | 0.05 | 0.05 | Floor Above Uncond Space | 21.41 | 0.45 | 0 | 0 | 0 | 0.568 | 0 | 0 | 30.4 | 31.7 | 7.8 | 4.8 | 0 | 2.839 | 23.9 | 35 | 23.9 | 12.8 | 6 | 0.5 | 30.4 | 31.7 | 7.8 | 4.8 | S | 6.41 | Paredes Exteriores | Sample Window Assembly |  | Sample Window Assembly |  |  |  | E | 8.58 | Paredes Exteriores | Sample Window Assembly |  | Sample Window Assembly |  |  |  |  | 0 | Default Wall Assembly | Sample Window Assembly |  | Sample Window Assembly |  |  |  |  | 0 | Default Wall Assembly | Sample Window Assembly |  | Sample Window Assembly |  |  |  |  | 0 | Default Wall Assembly | Sample Window Assembly |  | Sample Window Assembly |  |  |  |  | 0 | Default Wall Assembly | Sample Window Assembly |  | Sample Window Assembly |  |  |  |  | 0 | Default Wall Assembly | Sample Window Assembly |  | Sample Window Assembly |  |  |  |  | 0 | Default Wall Assembly | Sample Window Assembly |  | Sample Window Assembly |  |  |  |  | 0 |  | Default Roof Assembly |  |  |  | 0 |  | Default Roof Assembly |  |  |  | 0 |  | Default Roof Assembly |  |  |  | 0 |  | Default Roof Assembly
| DIFF | [7 empty] | None -> office work | [12 empty] | None -> sample schedule | None -> sample schedule | [10 empty] | None -> 0.57 | [7 empty] | None -> 2.84 | None -> 23.9 | None -> 35.0 | None -> 23.9 | None -> 12.8 | [8 empty] | parede exterior -> paredes exteriores | None -> sample window assembly |  | None -> sample window assembly | [5 empty] | parede exterior -> paredes exteriores | None -> sample window assembly |  | None -> sample window assembly | [5 empty] | None -> default wall assembly | None -> sample window assembly |  | None -> sample window assembly | [5 empty] | None -> default wall assembly | None -> sample window assembly |  | None -> sample window assembly | [5 empty] | None -> default wall assembly | None -> sample window assembly |  | None -> sample window assembly | [5 empty] | None -> default wall assembly | None -> sample window assembly |  | None -> sample window assembly | [5 empty] | None -> default wall assembly | None -> sample window assembly |  | None -> sample window assembly | [5 empty] | None -> default wall assembly | None -> sample window assembly |  | None -> sample window assembly | [6 empty] | None -> default roof assembly | [5 empty] | None -> default roof assembly | [5 empty] | None -> default roof assembly | [5 empty] | None -> default roof assembly
G00_004_Caixa_de_escadas | ORIGINAL | G00_004_Caixa_de_escadas | 23.2151 | 2.6 | 200 | 20 | L/s |  |  |  |  | Escritorio Ocup |  | 116 | Recessed Unvented | 1 | Escritorio Ilum | 0 | Escritorio Equip |  |  |  |  | Air Change | 0.05 | 0.05 | 0.05 | Floor Above Uncond Space | 23.2151 | 0.45 | [6 empty] | 30.4 | 31.7 | 7.8 | 4.8 | [6 empty] | 15.1 | 0.5 | 30.4 | 31.7 | 7.8 | 4.8 | N | 0.69684 | Parede Exterior
G00_004_Caixa_de_escadas | EXTRAIDO | G00_004_Caixa_de_escadas | 23.22 | 2.6 | 200 | 20 | L/s | 0 | Office Work | 0 | 0 | Escritorio Ocup | 0 | 116 | Recessed Unvented | 1 | Escritorio Ilum | 0 | Escritorio Equip | 0 | 0 | Sample Schedule | Sample Schedule | Air Change | 0.05 | 0.05 | 0.05 | Floor Above Uncond Space | 23.22 | 0.45 | 0 | 0 | 0 | 0.568 | 0 | 0 | 30.4 | 31.7 | 7.8 | 4.8 | 0 | 2.839 | 23.9 | 35 | 23.9 | 12.8 | 15.1 | 0.5 | 30.4 | 31.7 | 7.8 | 4.8 | N | 0.7 | Paredes Exteriores | Sample Window Assembly |  | Sample Window Assembly |  |  |  |  | 0 | Default Wall Assembly | Sample Window Assembly |  | Sample Window Assembly |  |  |  |  | 0 | Default Wall Assembly | Sample Window Assembly |  | Sample Window Assembly |  |  |  |  | 0 | Default Wall Assembly | Sample Window Assembly |  | Sample Window Assembly |  |  |  |  | 0 | Default Wall Assembly | Sample Window Assembly |  | Sample Window Assembly |  |  |  |  | 0 | Default Wall Assembly | Sample Window Assembly |  | Sample Window Assembly |  |  |  |  | 0 | Default Wall Assembly | Sample Window Assembly |  | Sample Window Assembly |  |  |  |  | 0 | Default Wall Assembly | Sample Window Assembly |  | Sample Window Assembly |  |  |  |  | 0 |  | Default Roof Assembly |  |  |  | 0 |  | Default Roof Assembly |  |  |  | 0 |  | Default Roof Assembly |  |  |  | 0 |  | Default Roof Assembly
| DIFF | [7 empty] | None -> office work | [12 empty] | None -> sample schedule | None -> sample schedule | [10 empty] | None -> 0.57 | [7 empty] | None -> 2.84 | None -> 23.9 | None -> 35.0 | None -> 23.9 | None -> 12.8 | [8 empty] | parede exterior -> paredes exteriores | None -> sample window assembly |  | None -> sample window assembly | [5 empty] | None -> default wall assembly | None -> sample window assembly |  | None -> sample window assembly | [5 empty] | None -> default wall assembly | None -> sample window assembly |  | None -> sample window assembly | [5 empty] | None -> default wall assembly | None -> sample window assembly |  | None -> sample window assembly | [5 empty] | None -> default wall assembly | None -> sample window assembly |  | None -> sample window assembly | [5 empty] | None -> default wall assembly | None -> sample window assembly |  | None -> sample window assembly | [5 empty] | None -> default wall assembly | None -> sample window assembly |  | None -> sample window assembly | [5 empty] | None -> default wall assembly | None -> sample window assembly |  | None -> sample window assembly | [6 empty] | None -> default roof assembly | [5 empty] | None -> default roof assembly | [5 empty] | None -> default roof assembly | [5 empty] | None -> default roof assembly
G00_005_Circulacao | ORIGINAL | G00_005_Circulacao | 18.743 | 2.6 | 200 | 16 | L/s |  |  |  |  | Escritorio Ocup |  | 150 | Recessed Unvented | 1 | Escritorio Ilum | 0 | Escritorio Equip |  |  |  |  | Air Change | 0.05 | 0.05 | 0.05 | Floor Above Uncond Space | 18.743 | 0.45 | [6 empty] | 30.4 | 31.7 | 7.8 | 4.8 | [6 empty] | 17.4 | 0.5 | 30.4 | 31.7 | 7.8 | 4.8
G00_005_Circulacao | EXTRAIDO | G00_005_Circulacao | 18.74 | 2.6 | 200 | 16 | L/s | 0 | Office Work | 0 | 0 | Escritorio Ocup | 0 | 150 | Recessed Unvented | 1 | Escritorio Ilum | 0 | Escritorio Equip | 0 | 0 | Sample Schedule | Sample Schedule | Air Change | 0.05 | 0.05 | 0.05 | Floor Above Uncond Space | 18.74 | 0.45 | 0 | 0 | 0 | 0.568 | 0 | 0 | 30.4 | 31.7 | 7.8 | 4.8 | 0 | 2.839 | 23.9 | 35 | 23.9 | 12.8 | 17.4 | 0.5 | 30.4 | 31.7 | 7.8 | 4.8 |  | 0 | Default Wall Assembly | Sample Window Assembly |  | Sample Window Assembly |  |  |  |  | 0 | Default Wall Assembly | Sample Window Assembly |  | Sample Window Assembly |  |  |  |  | 0 | Default Wall Assembly | Sample Window Assembly |  | Sample Window Assembly |  |  |  |  | 0 | Default Wall Assembly | Sample Window Assembly |  | Sample Window Assembly |  |  |  |  | 0 | Default Wall Assembly | Sample Window Assembly |  | Sample Window Assembly |  |  |  |  | 0 | Default Wall Assembly | Sample Window Assembly |  | Sample Window Assembly |  |  |  |  | 0 | Default Wall Assembly | Sample Window Assembly |  | Sample Window Assembly |  |  |  |  | 0 | Default Wall Assembly | Sample Window Assembly |  | Sample Window Assembly |  |  |  |  | 0 |  | Default Roof Assembly |  |  |  | 0 |  | Default Roof Assembly |  |  |  | 0 |  | Default Roof Assembly |  |  |  | 0 |  | Default Roof Assembly
| DIFF | [7 empty] | None -> office work | [12 empty] | None -> sample schedule | None -> sample schedule | [10 empty] | None -> 0.57 | [7 empty] | None -> 2.84 | None -> 23.9 | None -> 35.0 | None -> 23.9 | None -> 12.8 | [8 empty] | None -> default wall assembly | None -> sample window assembly |  | None -> sample window assembly | [5 empty] | None -> default wall assembly | None -> sample window assembly |  | None -> sample window assembly | [5 empty] | None -> default wall assembly | None -> sample window assembly |  | None -> sample window assembly | [5 empty] | None -> default wall assembly | None -> sample window assembly |  | None -> sample window assembly | [5 empty] | None -> default wall assembly | None -> sample window assembly |  | None -> sample window assembly | [5 empty] | None -> default wall assembly | None -> sample window assembly |  | None -> sample window assembly | [5 empty] | None -> default wall assembly | None -> sample window assembly |  | None -> sample window assembly | [5 empty] | None -> default wall assembly | None -> sample window assembly |  | None -> sample window assembly | [6 empty] | None -> default roof assembly | [5 empty] | None -> default roof assembly | [5 empty] | None -> default roof assembly | [5 empty] | None -> default roof assembly
G00_006_IS | ORIGINAL | G00_006_IS | 15.1701 | 2.6 | 200 | 13 | L/s |  |  |  |  | Escritorio Ocup |  | 121 | Recessed Unvented | 1 | Escritorio Ilum | 5 | Escritorio Equip |  |  |  |  | Air Change | 0.05 | 0.05 | 0.05 | Floor Above Uncond Space | 15.1701 | 0.45 | [6 empty] | 30.4 | 31.7 | 7.8 | 4.8 | [6 empty] | 2.2 | 0.5 | 30.4 | 31.7 | 7.8 | 4.8 | E | 0.14318 | Parede Exterior
G00_006_IS | EXTRAIDO | G00_006_IS | 15.17 | 2.6 | 200 | 13 | L/s | 0 | Office Work | 0 | 0 | Escritorio Ocup | 0 | 121 | Recessed Unvented | 1 | Escritorio Ilum | 5 | Escritorio Equip | 0 | 0 | Sample Schedule | Sample Schedule | Air Change | 0.05 | 0.05 | 0.05 | Floor Above Uncond Space | 15.17 | 0.45 | 0 | 0 | 0 | 0.568 | 0 | 0 | 30.4 | 31.7 | 7.8 | 4.8 | 0 | 2.839 | 23.9 | 35 | 23.9 | 12.8 | 2.2 | 0.5 | 30.4 | 31.7 | 7.8 | 4.8 | E | 0.14 | Paredes Exteriores | Sample Window Assembly |  | Sample Window Assembly |  |  |  |  | 0 | Default Wall Assembly | Sample Window Assembly |  | Sample Window Assembly |  |  |  |  | 0 | Default Wall Assembly | Sample Window Assembly |  | Sample Window Assembly |  |  |  |  | 0 | Default Wall Assembly | Sample Window Assembly |  | Sample Window Assembly |  |  |  |  | 0 | Default Wall Assembly | Sample Window Assembly |  | Sample Window Assembly |  |  |  |  | 0 | Default Wall Assembly | Sample Window Assembly |  | Sample Window Assembly |  |  |  |  | 0 | Default Wall Assembly | Sample Window Assembly |  | Sample Window Assembly |  |  |  |  | 0 | Default Wall Assembly | Sample Window Assembly |  | Sample Window Assembly |  |  |  |  | 0 |  | Default Roof Assembly |  |  |  | 0 |  | Default Roof Assembly |  |  |  | 0 |  | Default Roof Assembly |  |  |  | 0 |  | Default Roof Assembly
| DIFF | [7 empty] | None -> office work | [12 empty] | None -> sample schedule | None -> sample schedule | [10 empty] | None -> 0.57 | [7 empty] | None -> 2.84 | None -> 23.9 | None -> 35.0 | None -> 23.9 | None -> 12.8 | [8 empty] | parede exterior -> paredes exteriores | None -> sample window assembly |  | None -> sample window assembly | [5 empty] | None -> default wall assembly | None -> sample window assembly |  | None -> sample window assembly | [5 empty] | None -> default wall assembly | None -> sample window assembly |  | None -> sample window assembly | [5 empty] | None -> default wall assembly | None -> sample window assembly |  | None -> sample window assembly | [5 empty] | None -> default wall assembly | None -> sample window assembly |  | None -> sample window assembly | [5 empty] | None -> default wall assembly | None -> sample window assembly |  | None -> sample window assembly | [5 empty] | None -> default wall assembly | None -> sample window assembly |  | None -> sample window assembly | [5 empty] | None -> default wall assembly | None -> sample window assembly |  | None -> sample window assembly | [6 empty] | None -> default roof assembly | [5 empty] | None -> default roof assembly | [5 empty] | None -> default roof assembly | [5 empty] | None -> default roof assembly
G00_007_Zonas_tecnicas_E | ORIGINAL | G00_007_Zonas_tecnicas_E | 33.9607 | 2.6 | 200 | 29 | L/s |  |  |  |  | Sample Schedule |  | 170 | Recessed Unvented | 1 | Sample Schedule | 5 | Sample Schedule |  |  |  |  | Air Change | 0.05 | 0.05 | 0.05 | Floor Above Uncond Space | 33.9607 | 0.45 | [6 empty] | 30.4 | 31.7 | 7.8 | 4.8
G00_007_Zonas_tecnicas_E | EXTRAIDO | G00_007_Zonas_tecnicas_E | 33.96 | 2.6 | 200 | 29 | L/s | 0 | Office Work | 0 | 0 | Sample Schedule | 0 | 170 | Recessed Unvented | 1 | Sample Schedule | 5 | Sample Schedule | 0 | 0 | Sample Schedule | Sample Schedule | Air Change | 0.05 | 0.05 | 0.05 | Floor Above Uncond Space | 33.96 | 0.45 | 0 | 0 | 0 | 0.568 | 0 | 0 | 30.4 | 31.7 | 7.8 | 4.8 | 0 | 2.839 | 23.9 | 35 | 23.9 | 12.8 | 0 | 2.839 | 23.9 | 35 | 23.9 | 12.8 |  | 0 | Default Wall Assembly | Sample Window Assembly |  | Sample Window Assembly |  |  |  |  | 0 | Default Wall Assembly | Sample Window Assembly |  | Sample Window Assembly |  |  |  |  | 0 | Default Wall Assembly | Sample Window Assembly |  | Sample Window Assembly |  |  |  |  | 0 | Default Wall Assembly | Sample Window Assembly |  | Sample Window Assembly |  |  |  |  | 0 | Default Wall Assembly | Sample Window Assembly |  | Sample Window Assembly |  |  |  |  | 0 | Default Wall Assembly | Sample Window Assembly |  | Sample Window Assembly |  |  |  |  | 0 | Default Wall Assembly | Sample Window Assembly |  | Sample Window Assembly |  |  |  |  | 0 | Default Wall Assembly | Sample Window Assembly |  | Sample Window Assembly |  |  |  |  | 0 |  | Default Roof Assembly |  |  |  | 0 |  | Default Roof Assembly |  |  |  | 0 |  | Default Roof Assembly |  |  |  | 0 |  | Default Roof Assembly
| DIFF | [7 empty] | None -> office work | [12 empty] | None -> sample schedule | None -> sample schedule | [10 empty] | None -> 0.57 | [7 empty] | None -> 2.84 | None -> 23.9 | None -> 35.0 | None -> 23.9 | None -> 12.8 |  | None -> 2.84 | None -> 23.9 | None -> 35.0 | None -> 23.9 | None -> 12.8 |  |  | None -> default wall assembly | None -> sample window assembly |  | None -> sample window assembly | [5 empty] | None -> default wall assembly | None -> sample window assembly |  | None -> sample window assembly | [5 empty] | None -> default wall assembly | None -> sample window assembly |  | None -> sample window assembly | [5 empty] | None -> default wall assembly | None -> sample window assembly |  | None -> sample window assembly | [5 empty] | None -> default wall assembly | None -> sample window assembly |  | None -> sample window assembly | [5 empty] | None -> default wall assembly | None -> sample window assembly |  | None -> sample window assembly | [5 empty] | None -> default wall assembly | None -> sample window assembly |  | None -> sample window assembly | [5 empty] | None -> default wall assembly | None -> sample window assembly |  | None -> sample window assembly | [6 empty] | None -> default roof assembly | [5 empty] | None -> default roof assembly | [5 empty] | None -> default roof assembly | [5 empty] | None -> default roof assembly
G00_008_Copa | ORIGINAL | G00_008_Copa | 9.2226 | 2.6 | 200 | 8 | L/s |  |  |  |  | Escritorio Ocup |  | 92 | Recessed Unvented | 1 | Escritorio Ilum | 20 | Escritorio Equip |  |  |  |  | Air Change | 0.05 | 0.05 | 0.05 | Floor Above Uncond Space | 9.2226 | 0.45 | [6 empty] | 30.4 | 31.7 | 7.8 | 4.8 | [12 empty] | N | 14.2235 | Parede Exterior | [6 empty] | E | 1.8481 | Parede Exterior
G00_008_Copa | EXTRAIDO | G00_008_Copa | 9.22 | 2.6 | 200 | 8 | L/s | 0 | Office Work | 0 | 0 | Escritorio Ocup | 0 | 92 | Recessed Unvented | 1 | Escritorio Ilum | 20 | Escritorio Equip | 0 | 0 | Sample Schedule | Sample Schedule | Air Change | 0.05 | 0.05 | 0.05 | Floor Above Uncond Space | 9.22 | 0.45 | 0 | 0 | 0 | 0.568 | 0 | 0 | 30.4 | 31.7 | 7.8 | 4.8 | 0 | 2.839 | 23.9 | 35 | 23.9 | 12.8 | 0 | 2.839 | 23.9 | 35 | 23.9 | 12.8 | N | 14.22 | Paredes Exteriores | Sample Window Assembly |  | Sample Window Assembly |  |  |  | E | 1.85 | Paredes Exteriores | Sample Window Assembly |  | Sample Window Assembly |  |  |  |  | 0 | Default Wall Assembly | Sample Window Assembly |  | Sample Window Assembly |  |  |  |  | 0 | Default Wall Assembly | Sample Window Assembly |  | Sample Window Assembly |  |  |  |  | 0 | Default Wall Assembly | Sample Window Assembly |  | Sample Window Assembly |  |  |  |  | 0 | Default Wall Assembly | Sample Window Assembly |  | Sample Window Assembly |  |  |  |  | 0 | Default Wall Assembly | Sample Window Assembly |  | Sample Window Assembly |  |  |  |  | 0 | Default Wall Assembly | Sample Window Assembly |  | Sample Window Assembly |  |  |  |  | 0 |  | Default Roof Assembly |  |  |  | 0 |  | Default Roof Assembly |  |  |  | 0 |  | Default Roof Assembly |  |  |  | 0 |  | Default Roof Assembly
| DIFF | [7 empty] | None -> office work | [12 empty] | None -> sample schedule | None -> sample schedule | [10 empty] | None -> 0.57 | [7 empty] | None -> 2.84 | None -> 23.9 | None -> 35.0 | None -> 23.9 | None -> 12.8 |  | None -> 2.84 | None -> 23.9 | None -> 35.0 | None -> 23.9 | None -> 12.8 |  |  | parede exterior -> paredes exteriores | None -> sample window assembly |  | None -> sample window assembly | [5 empty] | parede exterior -> paredes exteriores | None -> sample window assembly |  | None -> sample window assembly | [5 empty] | None -> default wall assembly | None -> sample window assembly |  | None -> sample window assembly | [5 empty] | None -> default wall assembly | None -> sample window assembly |  | None -> sample window assembly | [5 empty] | None -> default wall assembly | None -> sample window assembly |  | None -> sample window assembly | [5 empty] | None -> default wall assembly | None -> sample window assembly |  | None -> sample window assembly | [5 empty] | None -> default wall assembly | None -> sample window assembly |  | None -> sample window assembly | [5 empty] | None -> default wall assembly | None -> sample window assembly |  | None -> sample window assembly | [6 empty] | None -> default roof assembly | [5 empty] | None -> default roof assembly | [5 empty] | None -> default roof assembly | [5 empty] | None -> default roof assembly
H01_001_Area_24 | ORIGINAL | H01_001_Area_24 | 478.0917 | 2.6 | 200 | 399 | L/s | 11 | Office Work | 70 | 45 | Escritorio Ocup |  | 5737 | Recessed Unvented | 1 | Escritorio Ilum | 15 | Escritorio Equip |  |  |  |  | Air Change | 0.3 | 0.3 | 0.3 | [25 empty] | S | 76.4905 | Parede Exterior | V01_B01001Area_S | 3 |  |  |  |  | W | 59.4792 | Parede Exterior | V01_B01001Area_W | 2 |  |  |  |  | N | 29.5092 | Parede Exterior | V01_B01001Area_N | 3 |  |  |  |  | E | 15.4307 | Parede Exterior | V01_B01001Area_E | 1 | [40 empty] | H | 1.4333 | 0 | Flat Roof
H01_001_Area_24 | EXTRAIDO | H01_001_Area_24 | 478.09 | 2.6 | 200 | 399 | L/s | 11 | Office Work | 70 | 45 | Escritorio Ocup | 0 | 5737 | Recessed Unvented | 1 | Escritorio Ilum | 15 | Escritorio Equip | 0 | 0 | Sample Schedule | Sample Schedule | Air Change | 0.3 | 0.3 | 0.3 | Floor Above Cond Space | 0 | 0.568 | 0 | 0 | 0 | 0.568 | 0 | 0 | 23.9 | 35 | 23.9 | 12.8 | 0 | 2.839 | 23.9 | 35 | 23.9 | 12.8 | 0 | 2.839 | 23.9 | 35 | 23.9 | 12.8 | S | 76.49 | Paredes Exteriores | V01_B01001Area_S | 3 | Sample Window Assembly |  |  |  | W | 59.48 | Paredes Exteriores | V01_B01001Area_W | 2 | Sample Window Assembly |  |  |  | N | 29.51 | Paredes Exteriores | V01_B01001Area_N | 3 | Sample Window Assembly |  |  |  | E | 15.43 | Paredes Exteriores | V01_B01001Area_E | 1 | Sample Window Assembly |  |  |  |  | 0 | Default Wall Assembly | Sample Window Assembly |  | Sample Window Assembly |  |  |  |  | 0 | Default Wall Assembly | Sample Window Assembly |  | Sample Window Assembly |  |  |  |  | 0 | Default Wall Assembly | Sample Window Assembly |  | Sample Window Assembly |  |  |  |  | 0 | Default Wall Assembly | Sample Window Assembly |  | Sample Window Assembly |  |  |  | H | 1.43 |  | Cobertura_adjacente |  |  |  | 0 |  | Default Roof Assembly |  |  |  | 0 |  | Default Roof Assembly |  |  |  | 0 |  | Default Roof Assembly
| DIFF | [20 empty] | None -> sample schedule | None -> sample schedule |  |  |  |  | None -> floor above cond space |  | None -> 0.57 |  |  |  | None -> 0.57 |  |  | None -> 23.9 | None -> 35.0 | None -> 23.9 | None -> 12.8 |  | None -> 2.84 | None -> 23.9 | None -> 35.0 | None -> 23.9 | None -> 12.8 |  | None -> 2.84 | None -> 23.9 | None -> 35.0 | None -> 23.9 | None -> 12.8 |  |  | parede exterior -> paredes exteriores |  |  | None -> sample window assembly | [5 empty] | parede exterior -> paredes exteriores |  |  | None -> sample window assembly | [5 empty] | parede exterior -> paredes exteriores |  |  | None -> sample window assembly | [5 empty] | parede exterior -> paredes exteriores |  |  | None -> sample window assembly | [5 empty] | None -> default wall assembly | None -> sample window assembly |  | None -> sample window assembly | [5 empty] | None -> default wall assembly | None -> sample window assembly |  | None -> sample window assembly | [5 empty] | None -> default wall assembly | None -> sample window assembly |  | None -> sample window assembly | [5 empty] | None -> default wall assembly | None -> sample window assembly |  | None -> sample window assembly | [6 empty] | flat roof -> cobertura_adjacente | [5 empty] | None -> default roof assembly | [5 empty] | None -> default roof assembly | [5 empty] | None -> default roof assembly
H01_002_Caixa_de_escadas | ORIGINAL | H01_002_Caixa_de_escadas | 23.2151 | 2.6 | 200 | 20 | L/s |  |  |  |  | Escritorio Ocup |  | 116 | Recessed Unvented | 1 | Escritorio Ilum | 0 | Escritorio Equip |  |  |  |  | Air Change | 0.05 | 0.05 | 0.05 | [19 empty] | 15.1 | 0.5 | 30.4 | 31.7 | 7.8 | 4.8 | [72 empty] | H | 9.304 | 0 | Flat Roof
H01_002_Caixa_de_escadas | EXTRAIDO | H01_002_Caixa_de_escadas | 23.22 | 2.6 | 200 | 20 | L/s | 0 | Office Work | 0 | 0 | Escritorio Ocup | 0 | 116 | Recessed Unvented | 1 | Escritorio Ilum | 0 | Escritorio Equip | 0 | 0 | Sample Schedule | Sample Schedule | Air Change | 0.05 | 0.05 | 0.05 | Floor Above Cond Space | 0 | 0.568 | 0 | 0 | 0 | 0.568 | 0 | 0 | 23.9 | 35 | 23.9 | 12.8 | 0 | 2.839 | 23.9 | 35 | 23.9 | 12.8 | 15.1 | 0.5 | 30.4 | 31.7 | 7.8 | 4.8 |  | 0 | Default Wall Assembly | Sample Window Assembly |  | Sample Window Assembly |  |  |  |  | 0 | Default Wall Assembly | Sample Window Assembly |  | Sample Window Assembly |  |  |  |  | 0 | Default Wall Assembly | Sample Window Assembly |  | Sample Window Assembly |  |  |  |  | 0 | Default Wall Assembly | Sample Window Assembly |  | Sample Window Assembly |  |  |  |  | 0 | Default Wall Assembly | Sample Window Assembly |  | Sample Window Assembly |  |  |  |  | 0 | Default Wall Assembly | Sample Window Assembly |  | Sample Window Assembly |  |  |  |  | 0 | Default Wall Assembly | Sample Window Assembly |  | Sample Window Assembly |  |  |  |  | 0 | Default Wall Assembly | Sample Window Assembly |  | Sample Window Assembly |  |  |  | H | 9.3 |  | Cobertura_adjacente |  |  |  | 0 |  | Default Roof Assembly |  |  |  | 0 |  | Default Roof Assembly |  |  |  | 0 |  | Default Roof Assembly
| DIFF | [7 empty] | None -> office work | [12 empty] | None -> sample schedule | None -> sample schedule |  |  |  |  | None -> floor above cond space |  | None -> 0.57 |  |  |  | None -> 0.57 |  |  | None -> 23.9 | None -> 35.0 | None -> 23.9 | None -> 12.8 |  | None -> 2.84 | None -> 23.9 | None -> 35.0 | None -> 23.9 | None -> 12.8 | [8 empty] | None -> default wall assembly | None -> sample window assembly |  | None -> sample window assembly | [5 empty] | None -> default wall assembly | None -> sample window assembly |  | None -> sample window assembly | [5 empty] | None -> default wall assembly | None -> sample window assembly |  | None -> sample window assembly | [5 empty] | None -> default wall assembly | None -> sample window assembly |  | None -> sample window assembly | [5 empty] | None -> default wall assembly | None -> sample window assembly |  | None -> sample window assembly | [5 empty] | None -> default wall assembly | None -> sample window assembly |  | None -> sample window assembly | [5 empty] | None -> default wall assembly | None -> sample window assembly |  | None -> sample window assembly | [5 empty] | None -> default wall assembly | None -> sample window assembly |  | None -> sample window assembly | [6 empty] | flat roof -> cobertura_adjacente | [5 empty] | None -> default roof assembly | [5 empty] | None -> default roof assembly | [5 empty] | None -> default roof assembly
H01_003_Caixa_de_escadas | ORIGINAL | H01_003_Caixa_de_escadas | 20.191 | 2.6 | 200 | 17 | L/s |  |  |  |  | Escritorio Ocup |  | 101 | Recessed Unvented | 1 | Escritorio Ilum | 0 | Escritorio Equip |  |  |  |  | Air Change | 0.05 | 0.05 | 0.05 | [19 empty] | 12.8 | 0.5 | 30.4 | 31.7 | 7.8 | 4.8 | E | 13.0312 | Parede Exterior
H01_003_Caixa_de_escadas | EXTRAIDO | H01_003_Caixa_de_escadas | 20.19 | 2.6 | 200 | 17 | L/s | 0 | Office Work | 0 | 0 | Escritorio Ocup | 0 | 101 | Recessed Unvented | 1 | Escritorio Ilum | 0 | Escritorio Equip | 0 | 0 | Sample Schedule | Sample Schedule | Air Change | 0.05 | 0.05 | 0.05 | Floor Above Cond Space | 0 | 0.568 | 0 | 0 | 0 | 0.568 | 0 | 0 | 23.9 | 35 | 23.9 | 12.8 | 0 | 2.839 | 23.9 | 35 | 23.9 | 12.8 | 12.8 | 0.5 | 30.4 | 31.7 | 7.8 | 4.8 | E | 13.03 | Paredes Exteriores | Sample Window Assembly |  | Sample Window Assembly |  |  |  |  | 0 | Default Wall Assembly | Sample Window Assembly |  | Sample Window Assembly |  |  |  |  | 0 | Default Wall Assembly | Sample Window Assembly |  | Sample Window Assembly |  |  |  |  | 0 | Default Wall Assembly | Sample Window Assembly |  | Sample Window Assembly |  |  |  |  | 0 | Default Wall Assembly | Sample Window Assembly |  | Sample Window Assembly |  |  |  |  | 0 | Default Wall Assembly | Sample Window Assembly |  | Sample Window Assembly |  |  |  |  | 0 | Default Wall Assembly | Sample Window Assembly |  | Sample Window Assembly |  |  |  |  | 0 | Default Wall Assembly | Sample Window Assembly |  | Sample Window Assembly |  |  |  |  | 0 |  | Default Roof Assembly |  |  |  | 0 |  | Default Roof Assembly |  |  |  | 0 |  | Default Roof Assembly |  |  |  | 0 |  | Default Roof Assembly
| DIFF | [7 empty] | None -> office work | [12 empty] | None -> sample schedule | None -> sample schedule |  |  |  |  | None -> floor above cond space |  | None -> 0.57 |  |  |  | None -> 0.57 |  |  | None -> 23.9 | None -> 35.0 | None -> 23.9 | None -> 12.8 |  | None -> 2.84 | None -> 23.9 | None -> 35.0 | None -> 23.9 | None -> 12.8 | [8 empty] | parede exterior -> paredes exteriores | None -> sample window assembly |  | None -> sample window assembly | [5 empty] | None -> default wall assembly | None -> sample window assembly |  | None -> sample window assembly | [5 empty] | None -> default wall assembly | None -> sample window assembly |  | None -> sample window assembly | [5 empty] | None -> default wall assembly | None -> sample window assembly |  | None -> sample window assembly | [5 empty] | None -> default wall assembly | None -> sample window assembly |  | None -> sample window assembly | [5 empty] | None -> default wall assembly | None -> sample window assembly |  | None -> sample window assembly | [5 empty] | None -> default wall assembly | None -> sample window assembly |  | None -> sample window assembly | [5 empty] | None -> default wall assembly | None -> sample window assembly |  | None -> sample window assembly | [6 empty] | None -> default roof assembly | [5 empty] | None -> default roof assembly | [5 empty] | None -> default roof assembly | [5 empty] | None -> default roof assembly
H01_004_Caixa_de_escadas | ORIGINAL | H01_004_Caixa_de_escadas | 21.4131 | 2.6 | 200 | 19 | L/s |  |  |  |  | Escritorio Ocup |  | 107 | Recessed Unvented | 1 | Escritorio Ilum | 0 | Escritorio Equip |  |  |  |  | Air Change | 0.05 | 0.05 | 0.05 | [19 empty] | 6 | 0.5 | 30.4 | 31.7 | 7.8 | 4.8 | S | 6.3414 | Parede Exterior | [6 empty] | E | 8.5803 | Parede Exterior
H01_004_Caixa_de_escadas | EXTRAIDO | H01_004_Caixa_de_escadas | 21.41 | 2.6 | 200 | 19 | L/s | 0 | Office Work | 0 | 0 | Escritorio Ocup | 0 | 107 | Recessed Unvented | 1 | Escritorio Ilum | 0 | Escritorio Equip | 0 | 0 | Sample Schedule | Sample Schedule | Air Change | 0.05 | 0.05 | 0.05 | Floor Above Cond Space | 0 | 0.568 | 0 | 0 | 0 | 0.568 | 0 | 0 | 23.9 | 35 | 23.9 | 12.8 | 0 | 2.839 | 23.9 | 35 | 23.9 | 12.8 | 6 | 0.5 | 30.4 | 31.7 | 7.8 | 4.8 | S | 6.34 | Paredes Exteriores | Sample Window Assembly |  | Sample Window Assembly |  |  |  | E | 8.58 | Paredes Exteriores | Sample Window Assembly |  | Sample Window Assembly |  |  |  |  | 0 | Default Wall Assembly | Sample Window Assembly |  | Sample Window Assembly |  |  |  |  | 0 | Default Wall Assembly | Sample Window Assembly |  | Sample Window Assembly |  |  |  |  | 0 | Default Wall Assembly | Sample Window Assembly |  | Sample Window Assembly |  |  |  |  | 0 | Default Wall Assembly | Sample Window Assembly |  | Sample Window Assembly |  |  |  |  | 0 | Default Wall Assembly | Sample Window Assembly |  | Sample Window Assembly |  |  |  |  | 0 | Default Wall Assembly | Sample Window Assembly |  | Sample Window Assembly |  |  |  |  | 0 |  | Default Roof Assembly |  |  |  | 0 |  | Default Roof Assembly |  |  |  | 0 |  | Default Roof Assembly |  |  |  | 0 |  | Default Roof Assembly
| DIFF | [7 empty] | None -> office work | [12 empty] | None -> sample schedule | None -> sample schedule |  |  |  |  | None -> floor above cond space |  | None -> 0.57 |  |  |  | None -> 0.57 |  |  | None -> 23.9 | None -> 35.0 | None -> 23.9 | None -> 12.8 |  | None -> 2.84 | None -> 23.9 | None -> 35.0 | None -> 23.9 | None -> 12.8 | [8 empty] | parede exterior -> paredes exteriores | None -> sample window assembly |  | None -> sample window assembly | [5 empty] | parede exterior -> paredes exteriores | None -> sample window assembly |  | None -> sample window assembly | [5 empty] | None -> default wall assembly | None -> sample window assembly |  | None -> sample window assembly | [5 empty] | None -> default wall assembly | None -> sample window assembly |  | None -> sample window assembly | [5 empty] | None -> default wall assembly | None -> sample window assembly |  | None -> sample window assembly | [5 empty] | None -> default wall assembly | None -> sample window assembly |  | None -> sample window assembly | [5 empty] | None -> default wall assembly | None -> sample window assembly |  | None -> sample window assembly | [5 empty] | None -> default wall assembly | None -> sample window assembly |  | None -> sample window assembly | [6 empty] | None -> default roof assembly | [5 empty] | None -> default roof assembly | [5 empty] | None -> default roof assembly | [5 empty] | None -> default roof assembly
H01_005_Circulacao | ORIGINAL | H01_005_Circulacao | 18.743 | 2.6 | 200 | 16 | L/s |  |  |  |  | Escritorio Ocup |  | 150 | Recessed Unvented | 1 | Escritorio Ilum | 0 | Escritorio Equip |  |  |  |  | Air Change | 0.05 | 0.05 | 0.05 | [19 empty] | 17.4 | 0.5 | 30.4 | 31.7 | 7.8 | 4.8
H01_005_Circulacao | EXTRAIDO | H01_005_Circulacao | 18.74 | 2.6 | 200 | 16 | L/s | 0 | Office Work | 0 | 0 | Escritorio Ocup | 0 | 150 | Recessed Unvented | 1 | Escritorio Ilum | 0 | Escritorio Equip | 0 | 0 | Sample Schedule | Sample Schedule | Air Change | 0.05 | 0.05 | 0.05 | Floor Above Cond Space | 0 | 0.568 | 0 | 0 | 0 | 0.568 | 0 | 0 | 23.9 | 35 | 23.9 | 12.8 | 0 | 2.839 | 23.9 | 35 | 23.9 | 12.8 | 17.4 | 0.5 | 30.4 | 31.7 | 7.8 | 4.8 |  | 0 | Default Wall Assembly | Sample Window Assembly |  | Sample Window Assembly |  |  |  |  | 0 | Default Wall Assembly | Sample Window Assembly |  | Sample Window Assembly |  |  |  |  | 0 | Default Wall Assembly | Sample Window Assembly |  | Sample Window Assembly |  |  |  |  | 0 | Default Wall Assembly | Sample Window Assembly |  | Sample Window Assembly |  |  |  |  | 0 | Default Wall Assembly | Sample Window Assembly |  | Sample Window Assembly |  |  |  |  | 0 | Default Wall Assembly | Sample Window Assembly |  | Sample Window Assembly |  |  |  |  | 0 | Default Wall Assembly | Sample Window Assembly |  | Sample Window Assembly |  |  |  |  | 0 | Default Wall Assembly | Sample Window Assembly |  | Sample Window Assembly |  |  |  |  | 0 |  | Default Roof Assembly |  |  |  | 0 |  | Default Roof Assembly |  |  |  | 0 |  | Default Roof Assembly |  |  |  | 0 |  | Default Roof Assembly
| DIFF | [7 empty] | None -> office work | [12 empty] | None -> sample schedule | None -> sample schedule |  |  |  |  | None -> floor above cond space |  | None -> 0.57 |  |  |  | None -> 0.57 |  |  | None -> 23.9 | None -> 35.0 | None -> 23.9 | None -> 12.8 |  | None -> 2.84 | None -> 23.9 | None -> 35.0 | None -> 23.9 | None -> 12.8 | [8 empty] | None -> default wall assembly | None -> sample window assembly |  | None -> sample window assembly | [5 empty] | None -> default wall assembly | None -> sample window assembly |  | None -> sample window assembly | [5 empty] | None -> default wall assembly | None -> sample window assembly |  | None -> sample window assembly | [5 empty] | None -> default wall assembly | None -> sample window assembly |  | None -> sample window assembly | [5 empty] | None -> default wall assembly | None -> sample window assembly |  | None -> sample window assembly | [5 empty] | None -> default wall assembly | None -> sample window assembly |  | None -> sample window assembly | [5 empty] | None -> default wall assembly | None -> sample window assembly |  | None -> sample window assembly | [5 empty] | None -> default wall assembly | None -> sample window assembly |  | None -> sample window assembly | [6 empty] | None -> default roof assembly | [5 empty] | None -> default roof assembly | [5 empty] | None -> default roof assembly | [5 empty] | None -> default roof assembly
H01_006_IS | ORIGINAL | H01_006_IS | 15.1701 | 2.6 | 200 | 13 | L/s |  |  |  |  | Escritorio Ocup |  | 121 | Recessed Unvented | 1 | Escritorio Ilum | 5 | Escritorio Equip |  |  |  |  | Air Change | 0.05 | 0.05 | 0.05 | [19 empty] | 2.2 | 0.5 | 30.4 | 31.7 | 7.8 | 4.8
H01_006_IS | EXTRAIDO | H01_006_IS | 15.17 | 2.6 | 200 | 13 | L/s | 0 | Office Work | 0 | 0 | Escritorio Ocup | 0 | 121 | Recessed Unvented | 1 | Escritorio Ilum | 5 | Escritorio Equip | 0 | 0 | Sample Schedule | Sample Schedule | Air Change | 0.05 | 0.05 | 0.05 | Floor Above Cond Space | 0 | 0.568 | 0 | 0 | 0 | 0.568 | 0 | 0 | 23.9 | 35 | 23.9 | 12.8 | 0 | 2.839 | 23.9 | 35 | 23.9 | 12.8 | 2.2 | 0.5 | 30.4 | 31.7 | 7.8 | 4.8 |  | 0 | Default Wall Assembly | Sample Window Assembly |  | Sample Window Assembly |  |  |  |  | 0 | Default Wall Assembly | Sample Window Assembly |  | Sample Window Assembly |  |  |  |  | 0 | Default Wall Assembly | Sample Window Assembly |  | Sample Window Assembly |  |  |  |  | 0 | Default Wall Assembly | Sample Window Assembly |  | Sample Window Assembly |  |  |  |  | 0 | Default Wall Assembly | Sample Window Assembly |  | Sample Window Assembly |  |  |  |  | 0 | Default Wall Assembly | Sample Window Assembly |  | Sample Window Assembly |  |  |  |  | 0 | Default Wall Assembly | Sample Window Assembly |  | Sample Window Assembly |  |  |  |  | 0 | Default Wall Assembly | Sample Window Assembly |  | Sample Window Assembly |  |  |  |  | 0 |  | Default Roof Assembly |  |  |  | 0 |  | Default Roof Assembly |  |  |  | 0 |  | Default Roof Assembly |  |  |  | 0 |  | Default Roof Assembly
| DIFF | [7 empty] | None -> office work | [12 empty] | None -> sample schedule | None -> sample schedule |  |  |  |  | None -> floor above cond space |  | None -> 0.57 |  |  |  | None -> 0.57 |  |  | None -> 23.9 | None -> 35.0 | None -> 23.9 | None -> 12.8 |  | None -> 2.84 | None -> 23.9 | None -> 35.0 | None -> 23.9 | None -> 12.8 | [8 empty] | None -> default wall assembly | None -> sample window assembly |  | None -> sample window assembly | [5 empty] | None -> default wall assembly | None -> sample window assembly |  | None -> sample window assembly | [5 empty] | None -> default wall assembly | None -> sample window assembly |  | None -> sample window assembly | [5 empty] | None -> default wall assembly | None -> sample window assembly |  | None -> sample window assembly | [5 empty] | None -> default wall assembly | None -> sample window assembly |  | None -> sample window assembly | [5 empty] | None -> default wall assembly | None -> sample window assembly |  | None -> sample window assembly | [5 empty] | None -> default wall assembly | None -> sample window assembly |  | None -> sample window assembly | [5 empty] | None -> default wall assembly | None -> sample window assembly |  | None -> sample window assembly | [6 empty] | None -> default roof assembly | [5 empty] | None -> default roof assembly | [5 empty] | None -> default roof assembly | [5 empty] | None -> default roof assembly
H01_007_Zonas_tecnicas_E | ORIGINAL | H01_007_Zonas_tecnicas_E | 33.9607 | 2.6 | 200 | 29 | L/s |  |  |  |  | Sample Schedule |  | 170 | Recessed Unvented | 1 | Sample Schedule | 5 | Sample Schedule |  |  |  |  | Air Change | 0.05 | 0.05 | 0.05
H01_007_Zonas_tecnicas_E | EXTRAIDO | H01_007_Zonas_tecnicas_E | 33.96 | 2.6 | 200 | 29 | L/s | 0 | Office Work | 0 | 0 | Sample Schedule | 0 | 170 | Recessed Unvented | 1 | Sample Schedule | 5 | Sample Schedule | 0 | 0 | Sample Schedule | Sample Schedule | Air Change | 0.05 | 0.05 | 0.05 | Floor Above Cond Space | 0 | 0.568 | 0 | 0 | 0 | 0.568 | 0 | 0 | 23.9 | 35 | 23.9 | 12.8 | 0 | 2.839 | 23.9 | 35 | 23.9 | 12.8 | 0 | 2.839 | 23.9 | 35 | 23.9 | 12.8 |  | 0 | Default Wall Assembly | Sample Window Assembly |  | Sample Window Assembly |  |  |  |  | 0 | Default Wall Assembly | Sample Window Assembly |  | Sample Window Assembly |  |  |  |  | 0 | Default Wall Assembly | Sample Window Assembly |  | Sample Window Assembly |  |  |  |  | 0 | Default Wall Assembly | Sample Window Assembly |  | Sample Window Assembly |  |  |  |  | 0 | Default Wall Assembly | Sample Window Assembly |  | Sample Window Assembly |  |  |  |  | 0 | Default Wall Assembly | Sample Window Assembly |  | Sample Window Assembly |  |  |  |  | 0 | Default Wall Assembly | Sample Window Assembly |  | Sample Window Assembly |  |  |  |  | 0 | Default Wall Assembly | Sample Window Assembly |  | Sample Window Assembly |  |  |  |  | 0 |  | Default Roof Assembly |  |  |  | 0 |  | Default Roof Assembly |  |  |  | 0 |  | Default Roof Assembly |  |  |  | 0 |  | Default Roof Assembly
| DIFF | [7 empty] | None -> office work | [12 empty] | None -> sample schedule | None -> sample schedule |  |  |  |  | None -> floor above cond space |  | None -> 0.57 |  |  |  | None -> 0.57 |  |  | None -> 23.9 | None -> 35.0 | None -> 23.9 | None -> 12.8 |  | None -> 2.84 | None -> 23.9 | None -> 35.0 | None -> 23.9 | None -> 12.8 |  | None -> 2.84 | None -> 23.9 | None -> 35.0 | None -> 23.9 | None -> 12.8 |  |  | None -> default wall assembly | None -> sample window assembly |  | None -> sample window assembly | [5 empty] | None -> default wall assembly | None -> sample window assembly |  | None -> sample window assembly | [5 empty] | None -> default wall assembly | None -> sample window assembly |  | None -> sample window assembly | [5 empty] | None -> default wall assembly | None -> sample window assembly |  | None -> sample window assembly | [5 empty] | None -> default wall assembly | None -> sample window assembly |  | None -> sample window assembly | [5 empty] | None -> default wall assembly | None -> sample window assembly |  | None -> sample window assembly | [5 empty] | None -> default wall assembly | None -> sample window assembly |  | None -> sample window assembly | [5 empty] | None -> default wall assembly | None -> sample window assembly |  | None -> sample window assembly | [6 empty] | None -> default roof assembly | [5 empty] | None -> default roof assembly | [5 empty] | None -> default roof assembly | [5 empty] | None -> default roof assembly
H01_008_Copa | ORIGINAL | H01_008_Copa | 9.2226 | 2.6 | 200 | 8 | L/s |  |  |  |  | Escritorio Ocup |  | 92 | Recessed Unvented | 1 | Escritorio Ilum | 20 | Escritorio Equip |  |  |  |  | Air Change | 0.05 | 0.05 | 0.05 | [25 empty] | N | 13.4731 | Parede Exterior | [6 empty] | E | 1.2893 | Parede Exterior
H01_008_Copa | EXTRAIDO | H01_008_Copa | 9.22 | 2.6 | 200 | 8 | L/s | 0 | Office Work | 0 | 0 | Escritorio Ocup | 0 | 92 | Recessed Unvented | 1 | Escritorio Ilum | 20 | Escritorio Equip | 0 | 0 | Sample Schedule | Sample Schedule | Air Change | 0.05 | 0.05 | 0.05 | Floor Above Cond Space | 0 | 0.568 | 0 | 0 | 0 | 0.568 | 0 | 0 | 23.9 | 35 | 23.9 | 12.8 | 0 | 2.839 | 23.9 | 35 | 23.9 | 12.8 | 0 | 2.839 | 23.9 | 35 | 23.9 | 12.8 | N | 13.47 | Paredes Exteriores | Sample Window Assembly |  | Sample Window Assembly |  |  |  | E | 1.29 | Paredes Exteriores | Sample Window Assembly |  | Sample Window Assembly |  |  |  |  | 0 | Default Wall Assembly | Sample Window Assembly |  | Sample Window Assembly |  |  |  |  | 0 | Default Wall Assembly | Sample Window Assembly |  | Sample Window Assembly |  |  |  |  | 0 | Default Wall Assembly | Sample Window Assembly |  | Sample Window Assembly |  |  |  |  | 0 | Default Wall Assembly | Sample Window Assembly |  | Sample Window Assembly |  |  |  |  | 0 | Default Wall Assembly | Sample Window Assembly |  | Sample Window Assembly |  |  |  |  | 0 | Default Wall Assembly | Sample Window Assembly |  | Sample Window Assembly |  |  |  |  | 0 |  | Default Roof Assembly |  |  |  | 0 |  | Default Roof Assembly |  |  |  | 0 |  | Default Roof Assembly |  |  |  | 0 |  | Default Roof Assembly
| DIFF | [7 empty] | None -> office work | [12 empty] | None -> sample schedule | None -> sample schedule |  |  |  |  | None -> floor above cond space |  | None -> 0.57 |  |  |  | None -> 0.57 |  |  | None -> 23.9 | None -> 35.0 | None -> 23.9 | None -> 12.8 |  | None -> 2.84 | None -> 23.9 | None -> 35.0 | None -> 23.9 | None -> 12.8 |  | None -> 2.84 | None -> 23.9 | None -> 35.0 | None -> 23.9 | None -> 12.8 |  |  | parede exterior -> paredes exteriores | None -> sample window assembly |  | None -> sample window assembly | [5 empty] | parede exterior -> paredes exteriores | None -> sample window assembly |  | None -> sample window assembly | [5 empty] | None -> default wall assembly | None -> sample window assembly |  | None -> sample window assembly | [5 empty] | None -> default wall assembly | None -> sample window assembly |  | None -> sample window assembly | [5 empty] | None -> default wall assembly | None -> sample window assembly |  | None -> sample window assembly | [5 empty] | None -> default wall assembly | None -> sample window assembly |  | None -> sample window assembly | [5 empty] | None -> default wall assembly | None -> sample window assembly |  | None -> sample window assembly | [5 empty] | None -> default wall assembly | None -> sample window assembly |  | None -> sample window assembly | [6 empty] | None -> default roof assembly | [5 empty] | None -> default roof assembly | [5 empty] | None -> default roof assembly | [5 empty] | None -> default roof assembly
I02_001_Area_15 | ORIGINAL | I02_001_Area_15 | 513.2337 | 2.6 | 200 | 428 | L/s | 12 | Office Work | 70 | 45 | Escritorio Ocup |  | 6159 | Recessed Unvented | 1 | Escritorio Ilum | 15 | Escritorio Equip |  |  |  |  | Air Change | 0.3 | 0.3 | 0.3 | [25 empty] | S | 79.6112 | Parede Exterior | V02_C02001Area_S | 3 |  |  |  |  | W | 63.1638 | Parede Exterior | V02_C02001Area_W | 2 |  |  |  |  | N | 64.1285 | Parede Exterior | V02_C02001Area_N | 7 |  |  |  |  | E | 21.4487 | Parede Exterior | V02_C02001Area_E | 2
I02_001_Area_15 | EXTRAIDO | I02_001_Area_15 | 513.23 | 2.6 | 200 | 428 | L/s | 12 | Office Work | 70 | 45 | Escritorio Ocup | 0 | 6159 | Recessed Unvented | 1 | Escritorio Ilum | 15 | Escritorio Equip | 0 | 0 | Sample Schedule | Sample Schedule | Air Change | 0.3 | 0.3 | 0.3 | Floor Above Cond Space | 0 | 0.568 | 0 | 0 | 0 | 0.568 | 0 | 0 | 23.9 | 35 | 23.9 | 12.8 | 0 | 2.839 | 23.9 | 35 | 23.9 | 12.8 | 0 | 2.839 | 23.9 | 35 | 23.9 | 12.8 | S | 79.61 | Paredes Exteriores | V02_C02001Area_S | 3 | Sample Window Assembly |  |  |  | W | 63.16 | Paredes Exteriores | V02_C02001Area_W | 2 | Sample Window Assembly |  |  |  | N | 64.13 | Paredes Exteriores | V02_C02001Area_N | 7 | Sample Window Assembly |  |  |  | E | 21.45 | Paredes Exteriores | V02_C02001Area_E | 2 | Sample Window Assembly |  |  |  |  | 0 | Default Wall Assembly | Sample Window Assembly |  | Sample Window Assembly |  |  |  |  | 0 | Default Wall Assembly | Sample Window Assembly |  | Sample Window Assembly |  |  |  |  | 0 | Default Wall Assembly | Sample Window Assembly |  | Sample Window Assembly |  |  |  |  | 0 | Default Wall Assembly | Sample Window Assembly |  | Sample Window Assembly |  |  |  |  | 0 |  | Default Roof Assembly |  |  |  | 0 |  | Default Roof Assembly |  |  |  | 0 |  | Default Roof Assembly |  |  |  | 0 |  | Default Roof Assembly
| DIFF | [20 empty] | None -> sample schedule | None -> sample schedule |  |  |  |  | None -> floor above cond space |  | None -> 0.57 |  |  |  | None -> 0.57 |  |  | None -> 23.9 | None -> 35.0 | None -> 23.9 | None -> 12.8 |  | None -> 2.84 | None -> 23.9 | None -> 35.0 | None -> 23.9 | None -> 12.8 |  | None -> 2.84 | None -> 23.9 | None -> 35.0 | None -> 23.9 | None -> 12.8 |  |  | parede exterior -> paredes exteriores |  |  | None -> sample window assembly | [5 empty] | parede exterior -> paredes exteriores |  |  | None -> sample window assembly | [5 empty] | parede exterior -> paredes exteriores |  |  | None -> sample window assembly | [5 empty] | parede exterior -> paredes exteriores |  |  | None -> sample window assembly | [5 empty] | None -> default wall assembly | None -> sample window assembly |  | None -> sample window assembly | [5 empty] | None -> default wall assembly | None -> sample window assembly |  | None -> sample window assembly | [5 empty] | None -> default wall assembly | None -> sample window assembly |  | None -> sample window assembly | [5 empty] | None -> default wall assembly | None -> sample window assembly |  | None -> sample window assembly | [6 empty] | None -> default roof assembly | [5 empty] | None -> default roof assembly | [5 empty] | None -> default roof assembly | [5 empty] | None -> default roof assembly
I02_002_Caixa_de_escadas | ORIGINAL | I02_002_Caixa_de_escadas | 20.191 | 2.6 | 200 | 17 | L/s |  |  |  |  | Escritorio Ocup |  | 101 | Recessed Unvented | 1 | Escritorio Ilum | 0 | Escritorio Equip |  |  |  |  | Air Change | 0.05 | 0.05 | 0.05 | [19 empty] | 12.8 | 0.5 | 30.4 | 31.7 | 7.8 | 4.8 | E | 13.0312 | Parede Exterior
I02_002_Caixa_de_escadas | EXTRAIDO | I02_002_Caixa_de_escadas | 20.19 | 2.6 | 200 | 17 | L/s | 0 | Office Work | 0 | 0 | Escritorio Ocup | 0 | 101 | Recessed Unvented | 1 | Escritorio Ilum | 0 | Escritorio Equip | 0 | 0 | Sample Schedule | Sample Schedule | Air Change | 0.05 | 0.05 | 0.05 | Floor Above Cond Space | 0 | 0.568 | 0 | 0 | 0 | 0.568 | 0 | 0 | 23.9 | 35 | 23.9 | 12.8 | 0 | 2.839 | 23.9 | 35 | 23.9 | 12.8 | 12.8 | 0.5 | 30.4 | 31.7 | 7.8 | 4.8 | E | 13.03 | Paredes Exteriores | Sample Window Assembly |  | Sample Window Assembly |  |  |  |  | 0 | Default Wall Assembly | Sample Window Assembly |  | Sample Window Assembly |  |  |  |  | 0 | Default Wall Assembly | Sample Window Assembly |  | Sample Window Assembly |  |  |  |  | 0 | Default Wall Assembly | Sample Window Assembly |  | Sample Window Assembly |  |  |  |  | 0 | Default Wall Assembly | Sample Window Assembly |  | Sample Window Assembly |  |  |  |  | 0 | Default Wall Assembly | Sample Window Assembly |  | Sample Window Assembly |  |  |  |  | 0 | Default Wall Assembly | Sample Window Assembly |  | Sample Window Assembly |  |  |  |  | 0 | Default Wall Assembly | Sample Window Assembly |  | Sample Window Assembly |  |  |  |  | 0 |  | Default Roof Assembly |  |  |  | 0 |  | Default Roof Assembly |  |  |  | 0 |  | Default Roof Assembly |  |  |  | 0 |  | Default Roof Assembly
| DIFF | [7 empty] | None -> office work | [12 empty] | None -> sample schedule | None -> sample schedule |  |  |  |  | None -> floor above cond space |  | None -> 0.57 |  |  |  | None -> 0.57 |  |  | None -> 23.9 | None -> 35.0 | None -> 23.9 | None -> 12.8 |  | None -> 2.84 | None -> 23.9 | None -> 35.0 | None -> 23.9 | None -> 12.8 | [8 empty] | parede exterior -> paredes exteriores | None -> sample window assembly |  | None -> sample window assembly | [5 empty] | None -> default wall assembly | None -> sample window assembly |  | None -> sample window assembly | [5 empty] | None -> default wall assembly | None -> sample window assembly |  | None -> sample window assembly | [5 empty] | None -> default wall assembly | None -> sample window assembly |  | None -> sample window assembly | [5 empty] | None -> default wall assembly | None -> sample window assembly |  | None -> sample window assembly | [5 empty] | None -> default wall assembly | None -> sample window assembly |  | None -> sample window assembly | [5 empty] | None -> default wall assembly | None -> sample window assembly |  | None -> sample window assembly | [5 empty] | None -> default wall assembly | None -> sample window assembly |  | None -> sample window assembly | [6 empty] | None -> default roof assembly | [5 empty] | None -> default roof assembly | [5 empty] | None -> default roof assembly | [5 empty] | None -> default roof assembly
I02_003_Caixa_de_escadas | ORIGINAL | I02_003_Caixa_de_escadas | 21.4131 | 2.6 | 200 | 19 | L/s |  |  |  |  | Escritorio Ocup |  | 107 | Recessed Unvented | 1 | Escritorio Ilum | 0 | Escritorio Equip |  |  |  |  | Air Change | 0.05 | 0.05 | 0.05 | [19 empty] | 6 | 0.5 | 30.4 | 31.7 | 7.8 | 4.8 | S | 5.0364 | Parede Exterior | [6 empty] | E | 8.5803 | Parede Exterior
I02_003_Caixa_de_escadas | EXTRAIDO | I02_003_Caixa_de_escadas | 21.41 | 2.6 | 200 | 19 | L/s | 0 | Office Work | 0 | 0 | Escritorio Ocup | 0 | 107 | Recessed Unvented | 1 | Escritorio Ilum | 0 | Escritorio Equip | 0 | 0 | Sample Schedule | Sample Schedule | Air Change | 0.05 | 0.05 | 0.05 | Floor Above Cond Space | 0 | 0.568 | 0 | 0 | 0 | 0.568 | 0 | 0 | 23.9 | 35 | 23.9 | 12.8 | 0 | 2.839 | 23.9 | 35 | 23.9 | 12.8 | 6 | 0.5 | 30.4 | 31.7 | 7.8 | 4.8 | S | 5.04 | Paredes Exteriores | Sample Window Assembly |  | Sample Window Assembly |  |  |  | E | 8.58 | Paredes Exteriores | Sample Window Assembly |  | Sample Window Assembly |  |  |  |  | 0 | Default Wall Assembly | Sample Window Assembly |  | Sample Window Assembly |  |  |  |  | 0 | Default Wall Assembly | Sample Window Assembly |  | Sample Window Assembly |  |  |  |  | 0 | Default Wall Assembly | Sample Window Assembly |  | Sample Window Assembly |  |  |  |  | 0 | Default Wall Assembly | Sample Window Assembly |  | Sample Window Assembly |  |  |  |  | 0 | Default Wall Assembly | Sample Window Assembly |  | Sample Window Assembly |  |  |  |  | 0 | Default Wall Assembly | Sample Window Assembly |  | Sample Window Assembly |  |  |  |  | 0 |  | Default Roof Assembly |  |  |  | 0 |  | Default Roof Assembly |  |  |  | 0 |  | Default Roof Assembly |  |  |  | 0 |  | Default Roof Assembly
| DIFF | [7 empty] | None -> office work | [12 empty] | None -> sample schedule | None -> sample schedule |  |  |  |  | None -> floor above cond space |  | None -> 0.57 |  |  |  | None -> 0.57 |  |  | None -> 23.9 | None -> 35.0 | None -> 23.9 | None -> 12.8 |  | None -> 2.84 | None -> 23.9 | None -> 35.0 | None -> 23.9 | None -> 12.8 | [8 empty] | parede exterior -> paredes exteriores | None -> sample window assembly |  | None -> sample window assembly | [5 empty] | parede exterior -> paredes exteriores | None -> sample window assembly |  | None -> sample window assembly | [5 empty] | None -> default wall assembly | None -> sample window assembly |  | None -> sample window assembly | [5 empty] | None -> default wall assembly | None -> sample window assembly |  | None -> sample window assembly | [5 empty] | None -> default wall assembly | None -> sample window assembly |  | None -> sample window assembly | [5 empty] | None -> default wall assembly | None -> sample window assembly |  | None -> sample window assembly | [5 empty] | None -> default wall assembly | None -> sample window assembly |  | None -> sample window assembly | [5 empty] | None -> default wall assembly | None -> sample window assembly |  | None -> sample window assembly | [6 empty] | None -> default roof assembly | [5 empty] | None -> default roof assembly | [5 empty] | None -> default roof assembly | [5 empty] | None -> default roof assembly
I02_004_Circulacao | ORIGINAL | I02_004_Circulacao | 18.743 | 2.6 | 200 | 16 | L/s |  |  |  |  | Escritorio Ocup |  | 150 | Recessed Unvented | 1 | Escritorio Ilum | 0 | Escritorio Equip |  |  |  |  | Air Change | 0.05 | 0.05 | 0.05 | [19 empty] | 17.4 | 0.5 | 30.4 | 31.7 | 7.8 | 4.8
I02_004_Circulacao | EXTRAIDO | I02_004_Circulacao | 18.74 | 2.6 | 200 | 16 | L/s | 0 | Office Work | 0 | 0 | Escritorio Ocup | 0 | 150 | Recessed Unvented | 1 | Escritorio Ilum | 0 | Escritorio Equip | 0 | 0 | Sample Schedule | Sample Schedule | Air Change | 0.05 | 0.05 | 0.05 | Floor Above Cond Space | 0 | 0.568 | 0 | 0 | 0 | 0.568 | 0 | 0 | 23.9 | 35 | 23.9 | 12.8 | 0 | 2.839 | 23.9 | 35 | 23.9 | 12.8 | 17.4 | 0.5 | 30.4 | 31.7 | 7.8 | 4.8 |  | 0 | Default Wall Assembly | Sample Window Assembly |  | Sample Window Assembly |  |  |  |  | 0 | Default Wall Assembly | Sample Window Assembly |  | Sample Window Assembly |  |  |  |  | 0 | Default Wall Assembly | Sample Window Assembly |  | Sample Window Assembly |  |  |  |  | 0 | Default Wall Assembly | Sample Window Assembly |  | Sample Window Assembly |  |  |  |  | 0 | Default Wall Assembly | Sample Window Assembly |  | Sample Window Assembly |  |  |  |  | 0 | Default Wall Assembly | Sample Window Assembly |  | Sample Window Assembly |  |  |  |  | 0 | Default Wall Assembly | Sample Window Assembly |  | Sample Window Assembly |  |  |  |  | 0 | Default Wall Assembly | Sample Window Assembly |  | Sample Window Assembly |  |  |  |  | 0 |  | Default Roof Assembly |  |  |  | 0 |  | Default Roof Assembly |  |  |  | 0 |  | Default Roof Assembly |  |  |  | 0 |  | Default Roof Assembly
| DIFF | [7 empty] | None -> office work | [12 empty] | None -> sample schedule | None -> sample schedule |  |  |  |  | None -> floor above cond space |  | None -> 0.57 |  |  |  | None -> 0.57 |  |  | None -> 23.9 | None -> 35.0 | None -> 23.9 | None -> 12.8 |  | None -> 2.84 | None -> 23.9 | None -> 35.0 | None -> 23.9 | None -> 12.8 | [8 empty] | None -> default wall assembly | None -> sample window assembly |  | None -> sample window assembly | [5 empty] | None -> default wall assembly | None -> sample window assembly |  | None -> sample window assembly | [5 empty] | None -> default wall assembly | None -> sample window assembly |  | None -> sample window assembly | [5 empty] | None -> default wall assembly | None -> sample window assembly |  | None -> sample window assembly | [5 empty] | None -> default wall assembly | None -> sample window assembly |  | None -> sample window assembly | [5 empty] | None -> default wall assembly | None -> sample window assembly |  | None -> sample window assembly | [5 empty] | None -> default wall assembly | None -> sample window assembly |  | None -> sample window assembly | [5 empty] | None -> default wall assembly | None -> sample window assembly |  | None -> sample window assembly | [6 empty] | None -> default roof assembly | [5 empty] | None -> default roof assembly | [5 empty] | None -> default roof assembly | [5 empty] | None -> default roof assembly
I02_005_IS | ORIGINAL | I02_005_IS | 15.1701 | 2.6 | 200 | 13 | L/s |  |  |  |  | Escritorio Ocup |  | 121 | Recessed Unvented | 1 | Escritorio Ilum | 5 | Escritorio Equip |  |  |  |  | Air Change | 0.05 | 0.05 | 0.05 | [19 empty] | 2.2 | 0.5 | 30.4 | 31.7 | 7.8 | 4.8
I02_005_IS | EXTRAIDO | I02_005_IS | 15.17 | 2.6 | 200 | 13 | L/s | 0 | Office Work | 0 | 0 | Escritorio Ocup | 0 | 121 | Recessed Unvented | 1 | Escritorio Ilum | 5 | Escritorio Equip | 0 | 0 | Sample Schedule | Sample Schedule | Air Change | 0.05 | 0.05 | 0.05 | Floor Above Cond Space | 0 | 0.568 | 0 | 0 | 0 | 0.568 | 0 | 0 | 23.9 | 35 | 23.9 | 12.8 | 0 | 2.839 | 23.9 | 35 | 23.9 | 12.8 | 2.2 | 0.5 | 30.4 | 31.7 | 7.8 | 4.8 |  | 0 | Default Wall Assembly | Sample Window Assembly |  | Sample Window Assembly |  |  |  |  | 0 | Default Wall Assembly | Sample Window Assembly |  | Sample Window Assembly |  |  |  |  | 0 | Default Wall Assembly | Sample Window Assembly |  | Sample Window Assembly |  |  |  |  | 0 | Default Wall Assembly | Sample Window Assembly |  | Sample Window Assembly |  |  |  |  | 0 | Default Wall Assembly | Sample Window Assembly |  | Sample Window Assembly |  |  |  |  | 0 | Default Wall Assembly | Sample Window Assembly |  | Sample Window Assembly |  |  |  |  | 0 | Default Wall Assembly | Sample Window Assembly |  | Sample Window Assembly |  |  |  |  | 0 | Default Wall Assembly | Sample Window Assembly |  | Sample Window Assembly |  |  |  |  | 0 |  | Default Roof Assembly |  |  |  | 0 |  | Default Roof Assembly |  |  |  | 0 |  | Default Roof Assembly |  |  |  | 0 |  | Default Roof Assembly
| DIFF | [7 empty] | None -> office work | [12 empty] | None -> sample schedule | None -> sample schedule |  |  |  |  | None -> floor above cond space |  | None -> 0.57 |  |  |  | None -> 0.57 |  |  | None -> 23.9 | None -> 35.0 | None -> 23.9 | None -> 12.8 |  | None -> 2.84 | None -> 23.9 | None -> 35.0 | None -> 23.9 | None -> 12.8 | [8 empty] | None -> default wall assembly | None -> sample window assembly |  | None -> sample window assembly | [5 empty] | None -> default wall assembly | None -> sample window assembly |  | None -> sample window assembly | [5 empty] | None -> default wall assembly | None -> sample window assembly |  | None -> sample window assembly | [5 empty] | None -> default wall assembly | None -> sample window assembly |  | None -> sample window assembly | [5 empty] | None -> default wall assembly | None -> sample window assembly |  | None -> sample window assembly | [5 empty] | None -> default wall assembly | None -> sample window assembly |  | None -> sample window assembly | [5 empty] | None -> default wall assembly | None -> sample window assembly |  | None -> sample window assembly | [5 empty] | None -> default wall assembly | None -> sample window assembly |  | None -> sample window assembly | [6 empty] | None -> default roof assembly | [5 empty] | None -> default roof assembly | [5 empty] | None -> default roof assembly | [5 empty] | None -> default roof assembly
I02_006_Zonas_tecnicas_E | ORIGINAL | I02_006_Zonas_tecnicas_E | 25.606 | 2.6 | 200 | 22 | L/s |  |  |  |  | Sample Schedule |  | 128 | Recessed Unvented | 1 | Sample Schedule | 5 | Sample Schedule |  |  |  |  | Air Change | 0.05 | 0.05 | 0.05
I02_006_Zonas_tecnicas_E | EXTRAIDO | I02_006_Zonas_tecnicas_E | 25.61 | 2.6 | 200 | 22 | L/s | 0 | Office Work | 0 | 0 | Sample Schedule | 0 | 128 | Recessed Unvented | 1 | Sample Schedule | 5 | Sample Schedule | 0 | 0 | Sample Schedule | Sample Schedule | Air Change | 0.05 | 0.05 | 0.05 | Floor Above Cond Space | 0 | 0.568 | 0 | 0 | 0 | 0.568 | 0 | 0 | 23.9 | 35 | 23.9 | 12.8 | 0 | 2.839 | 23.9 | 35 | 23.9 | 12.8 | 0 | 2.839 | 23.9 | 35 | 23.9 | 12.8 |  | 0 | Default Wall Assembly | Sample Window Assembly |  | Sample Window Assembly |  |  |  |  | 0 | Default Wall Assembly | Sample Window Assembly |  | Sample Window Assembly |  |  |  |  | 0 | Default Wall Assembly | Sample Window Assembly |  | Sample Window Assembly |  |  |  |  | 0 | Default Wall Assembly | Sample Window Assembly |  | Sample Window Assembly |  |  |  |  | 0 | Default Wall Assembly | Sample Window Assembly |  | Sample Window Assembly |  |  |  |  | 0 | Default Wall Assembly | Sample Window Assembly |  | Sample Window Assembly |  |  |  |  | 0 | Default Wall Assembly | Sample Window Assembly |  | Sample Window Assembly |  |  |  |  | 0 | Default Wall Assembly | Sample Window Assembly |  | Sample Window Assembly |  |  |  |  | 0 |  | Default Roof Assembly |  |  |  | 0 |  | Default Roof Assembly |  |  |  | 0 |  | Default Roof Assembly |  |  |  | 0 |  | Default Roof Assembly
| DIFF | [7 empty] | None -> office work | [12 empty] | None -> sample schedule | None -> sample schedule |  |  |  |  | None -> floor above cond space |  | None -> 0.57 |  |  |  | None -> 0.57 |  |  | None -> 23.9 | None -> 35.0 | None -> 23.9 | None -> 12.8 |  | None -> 2.84 | None -> 23.9 | None -> 35.0 | None -> 23.9 | None -> 12.8 |  | None -> 2.84 | None -> 23.9 | None -> 35.0 | None -> 23.9 | None -> 12.8 |  |  | None -> default wall assembly | None -> sample window assembly |  | None -> sample window assembly | [5 empty] | None -> default wall assembly | None -> sample window assembly |  | None -> sample window assembly | [5 empty] | None -> default wall assembly | None -> sample window assembly |  | None -> sample window assembly | [5 empty] | None -> default wall assembly | None -> sample window assembly |  | None -> sample window assembly | [5 empty] | None -> default wall assembly | None -> sample window assembly |  | None -> sample window assembly | [5 empty] | None -> default wall assembly | None -> sample window assembly |  | None -> sample window assembly | [5 empty] | None -> default wall assembly | None -> sample window assembly |  | None -> sample window assembly | [5 empty] | None -> default wall assembly | None -> sample window assembly |  | None -> sample window assembly | [6 empty] | None -> default roof assembly | [5 empty] | None -> default roof assembly | [5 empty] | None -> default roof assembly | [5 empty] | None -> default roof assembly
I02_007_Copa | ORIGINAL | I02_007_Copa | 9.2226 | 2.6 | 200 | 8 | L/s |  |  |  |  | Escritorio Ocup |  | 92 | Recessed Unvented | 1 | Escritorio Ilum | 20 | Escritorio Equip |  |  |  |  | Air Change | 0.05 | 0.05 | 0.05 | [25 empty] | S | 0.72301 | Parede Exterior | [6 empty] | N | 13.4731 | Parede Exterior | [6 empty] | E | 1.2893 | Parede Exterior
I02_007_Copa | EXTRAIDO | I02_007_Copa | 9.22 | 2.6 | 200 | 8 | L/s | 0 | Office Work | 0 | 0 | Escritorio Ocup | 0 | 92 | Recessed Unvented | 1 | Escritorio Ilum | 20 | Escritorio Equip | 0 | 0 | Sample Schedule | Sample Schedule | Air Change | 0.05 | 0.05 | 0.05 | Floor Above Cond Space | 0 | 0.568 | 0 | 0 | 0 | 0.568 | 0 | 0 | 23.9 | 35 | 23.9 | 12.8 | 0 | 2.839 | 23.9 | 35 | 23.9 | 12.8 | 0 | 2.839 | 23.9 | 35 | 23.9 | 12.8 | S | 0.72 | Paredes Exteriores | Sample Window Assembly |  | Sample Window Assembly |  |  |  | N | 13.47 | Paredes Exteriores | Sample Window Assembly |  | Sample Window Assembly |  |  |  | E | 1.29 | Paredes Exteriores | Sample Window Assembly |  | Sample Window Assembly |  |  |  |  | 0 | Default Wall Assembly | Sample Window Assembly |  | Sample Window Assembly |  |  |  |  | 0 | Default Wall Assembly | Sample Window Assembly |  | Sample Window Assembly |  |  |  |  | 0 | Default Wall Assembly | Sample Window Assembly |  | Sample Window Assembly |  |  |  |  | 0 | Default Wall Assembly | Sample Window Assembly |  | Sample Window Assembly |  |  |  |  | 0 | Default Wall Assembly | Sample Window Assembly |  | Sample Window Assembly |  |  |  |  | 0 |  | Default Roof Assembly |  |  |  | 0 |  | Default Roof Assembly |  |  |  | 0 |  | Default Roof Assembly |  |  |  | 0 |  | Default Roof Assembly
| DIFF | [7 empty] | None -> office work | [12 empty] | None -> sample schedule | None -> sample schedule |  |  |  |  | None -> floor above cond space |  | None -> 0.57 |  |  |  | None -> 0.57 |  |  | None -> 23.9 | None -> 35.0 | None -> 23.9 | None -> 12.8 |  | None -> 2.84 | None -> 23.9 | None -> 35.0 | None -> 23.9 | None -> 12.8 |  | None -> 2.84 | None -> 23.9 | None -> 35.0 | None -> 23.9 | None -> 12.8 |  |  | parede exterior -> paredes exteriores | None -> sample window assembly |  | None -> sample window assembly | [5 empty] | parede exterior -> paredes exteriores | None -> sample window assembly |  | None -> sample window assembly | [5 empty] | parede exterior -> paredes exteriores | None -> sample window assembly |  | None -> sample window assembly | [5 empty] | None -> default wall assembly | None -> sample window assembly |  | None -> sample window assembly | [5 empty] | None -> default wall assembly | None -> sample window assembly |  | None -> sample window assembly | [5 empty] | None -> default wall assembly | None -> sample window assembly |  | None -> sample window assembly | [5 empty] | None -> default wall assembly | None -> sample window assembly |  | None -> sample window assembly | [5 empty] | None -> default wall assembly | None -> sample window assembly |  | None -> sample window assembly | [6 empty] | None -> default roof assembly | [5 empty] | None -> default roof assembly | [5 empty] | None -> default roof assembly | [5 empty] | None -> default roof assembly
J03_001_Area_15 | ORIGINAL | J03_001_Area_15 | 565.0045 | 2.6 | 200 | 472 | L/s | 13 | Office Work | 70 | 45 | Escritorio Ocup |  | 6780 | Recessed Unvented | 1 | Escritorio Ilum | 15 | Escritorio Equip |  |  |  |  | Air Change | 0.3 | 0.3 | 0.3 | Floor Above Uncond Space | 29.3219 | 0.35 | [7 empty] | 35 |  | 0 | [12 empty] | S | 79.7975 | Parede Exterior | V03_D03001Area_S | 5 |  |  |  |  | W | 79.6561 | Parede Exterior | V03_D03001Area_W | 5 |  |  |  |  | N | 65.231 | Parede Exterior | V03_D03001Area_N | 7 |  |  |  |  | E | 23.8433 | Parede Exterior | V03_D03001Area_E | 2
J03_001_Area_15 | EXTRAIDO | J03_001_Area_15 | 565 | 2.6 | 200 | 472 | L/s | 13 | Office Work | 70 | 45 | Escritorio Ocup | 0 | 6780 | Recessed Unvented | 1 | Escritorio Ilum | 15 | Escritorio Equip | 0 | 0 | Sample Schedule | Sample Schedule | Air Change | 0.3 | 0.3 | 0.3 | Floor Above Uncond Space | 29.32 | 0.35 | 0 | 0 | 0 | 0.568 | 0 | 0 | 23.9 | 35 | 23.9 | 12.8 | 0 | 2.839 | 23.9 | 35 | 23.9 | 12.8 | 0 | 2.839 | 23.9 | 35 | 23.9 | 12.8 | S | 79.8 | Paredes Exteriores | V03_D03001Area_S | 5 | Sample Window Assembly |  |  |  | W | 79.66 | Paredes Exteriores | V03_D03001Area_W | 5 | Sample Window Assembly |  |  |  | N | 65.23 | Paredes Exteriores | V03_D03001Area_N | 7 | Sample Window Assembly |  |  |  | E | 23.84 | Paredes Exteriores | V03_D03001Area_E | 2 | Sample Window Assembly |  |  |  |  | 0 | Default Wall Assembly | Sample Window Assembly |  | Sample Window Assembly |  |  |  |  | 0 | Default Wall Assembly | Sample Window Assembly |  | Sample Window Assembly |  |  |  |  | 0 | Default Wall Assembly | Sample Window Assembly |  | Sample Window Assembly |  |  |  |  | 0 | Default Wall Assembly | Sample Window Assembly |  | Sample Window Assembly |  |  |  |  | 0 |  | Default Roof Assembly |  |  |  | 0 |  | Default Roof Assembly |  |  |  | 0 |  | Default Roof Assembly |  |  |  | 0 |  | Default Roof Assembly
| DIFF | [20 empty] | None -> sample schedule | None -> sample schedule | [10 empty] | None -> 0.57 |  |  | None -> 23.9 |  | None -> 23.9 | None -> 12.8 |  | None -> 2.84 | None -> 23.9 | None -> 35.0 | None -> 23.9 | None -> 12.8 |  | None -> 2.84 | None -> 23.9 | None -> 35.0 | None -> 23.9 | None -> 12.8 |  |  | parede exterior -> paredes exteriores |  |  | None -> sample window assembly | [5 empty] | parede exterior -> paredes exteriores |  |  | None -> sample window assembly | [5 empty] | parede exterior -> paredes exteriores |  |  | None -> sample window assembly | [5 empty] | parede exterior -> paredes exteriores |  |  | None -> sample window assembly | [5 empty] | None -> default wall assembly | None -> sample window assembly |  | None -> sample window assembly | [5 empty] | None -> default wall assembly | None -> sample window assembly |  | None -> sample window assembly | [5 empty] | None -> default wall assembly | None -> sample window assembly |  | None -> sample window assembly | [5 empty] | None -> default wall assembly | None -> sample window assembly |  | None -> sample window assembly | [6 empty] | None -> default roof assembly | [5 empty] | None -> default roof assembly | [5 empty] | None -> default roof assembly | [5 empty] | None -> default roof assembly
J03_002_Caixa_de_escadas | ORIGINAL | J03_002_Caixa_de_escadas | 20.191 | 2.6 | 200 | 17 | L/s |  |  |  |  | Escritorio Ocup |  | 101 | Recessed Unvented | 1 | Escritorio Ilum | 0 | Escritorio Equip |  |  |  |  | Air Change | 0.05 | 0.05 | 0.05 | [19 empty] | 12.8 | 0.5 | 30.4 | 31.7 | 7.8 | 4.8 | E | 13.0312 | Parede Exterior
J03_002_Caixa_de_escadas | EXTRAIDO | J03_002_Caixa_de_escadas | 20.19 | 2.6 | 200 | 17 | L/s | 0 | Office Work | 0 | 0 | Escritorio Ocup | 0 | 101 | Recessed Unvented | 1 | Escritorio Ilum | 0 | Escritorio Equip | 0 | 0 | Sample Schedule | Sample Schedule | Air Change | 0.05 | 0.05 | 0.05 | Floor Above Cond Space | 0 | 0.568 | 0 | 0 | 0 | 0.568 | 0 | 0 | 23.9 | 35 | 23.9 | 12.8 | 0 | 2.839 | 23.9 | 35 | 23.9 | 12.8 | 12.8 | 0.5 | 30.4 | 31.7 | 7.8 | 4.8 | E | 13.03 | Paredes Exteriores | Sample Window Assembly |  | Sample Window Assembly |  |  |  |  | 0 | Default Wall Assembly | Sample Window Assembly |  | Sample Window Assembly |  |  |  |  | 0 | Default Wall Assembly | Sample Window Assembly |  | Sample Window Assembly |  |  |  |  | 0 | Default Wall Assembly | Sample Window Assembly |  | Sample Window Assembly |  |  |  |  | 0 | Default Wall Assembly | Sample Window Assembly |  | Sample Window Assembly |  |  |  |  | 0 | Default Wall Assembly | Sample Window Assembly |  | Sample Window Assembly |  |  |  |  | 0 | Default Wall Assembly | Sample Window Assembly |  | Sample Window Assembly |  |  |  |  | 0 | Default Wall Assembly | Sample Window Assembly |  | Sample Window Assembly |  |  |  |  | 0 |  | Default Roof Assembly |  |  |  | 0 |  | Default Roof Assembly |  |  |  | 0 |  | Default Roof Assembly |  |  |  | 0 |  | Default Roof Assembly
| DIFF | [7 empty] | None -> office work | [12 empty] | None -> sample schedule | None -> sample schedule |  |  |  |  | None -> floor above cond space |  | None -> 0.57 |  |  |  | None -> 0.57 |  |  | None -> 23.9 | None -> 35.0 | None -> 23.9 | None -> 12.8 |  | None -> 2.84 | None -> 23.9 | None -> 35.0 | None -> 23.9 | None -> 12.8 | [8 empty] | parede exterior -> paredes exteriores | None -> sample window assembly |  | None -> sample window assembly | [5 empty] | None -> default wall assembly | None -> sample window assembly |  | None -> sample window assembly | [5 empty] | None -> default wall assembly | None -> sample window assembly |  | None -> sample window assembly | [5 empty] | None -> default wall assembly | None -> sample window assembly |  | None -> sample window assembly | [5 empty] | None -> default wall assembly | None -> sample window assembly |  | None -> sample window assembly | [5 empty] | None -> default wall assembly | None -> sample window assembly |  | None -> sample window assembly | [5 empty] | None -> default wall assembly | None -> sample window assembly |  | None -> sample window assembly | [5 empty] | None -> default wall assembly | None -> sample window assembly |  | None -> sample window assembly | [6 empty] | None -> default roof assembly | [5 empty] | None -> default roof assembly | [5 empty] | None -> default roof assembly | [5 empty] | None -> default roof assembly
J03_003_Caixa_de_escadas | ORIGINAL | J03_003_Caixa_de_escadas | 21.4131 | 2.6 | 200 | 19 | L/s |  |  |  |  | Escritorio Ocup |  | 107 | Recessed Unvented | 1 | Escritorio Ilum | 0 | Escritorio Equip |  |  |  |  | Air Change | 0.05 | 0.05 | 0.05 | [19 empty] | 6 | 0.5 | 30.4 | 31.7 | 7.8 | 4.8 | S | 3.9961 | Parede Exterior | [6 empty] | E | 8.5803 | Parede Exterior
J03_003_Caixa_de_escadas | EXTRAIDO | J03_003_Caixa_de_escadas | 21.41 | 2.6 | 200 | 19 | L/s | 0 | Office Work | 0 | 0 | Escritorio Ocup | 0 | 107 | Recessed Unvented | 1 | Escritorio Ilum | 0 | Escritorio Equip | 0 | 0 | Sample Schedule | Sample Schedule | Air Change | 0.05 | 0.05 | 0.05 | Floor Above Cond Space | 0 | 0.568 | 0 | 0 | 0 | 0.568 | 0 | 0 | 23.9 | 35 | 23.9 | 12.8 | 0 | 2.839 | 23.9 | 35 | 23.9 | 12.8 | 6 | 0.5 | 30.4 | 31.7 | 7.8 | 4.8 | S | 4 | Paredes Exteriores | Sample Window Assembly |  | Sample Window Assembly |  |  |  | E | 8.58 | Paredes Exteriores | Sample Window Assembly |  | Sample Window Assembly |  |  |  |  | 0 | Default Wall Assembly | Sample Window Assembly |  | Sample Window Assembly |  |  |  |  | 0 | Default Wall Assembly | Sample Window Assembly |  | Sample Window Assembly |  |  |  |  | 0 | Default Wall Assembly | Sample Window Assembly |  | Sample Window Assembly |  |  |  |  | 0 | Default Wall Assembly | Sample Window Assembly |  | Sample Window Assembly |  |  |  |  | 0 | Default Wall Assembly | Sample Window Assembly |  | Sample Window Assembly |  |  |  |  | 0 | Default Wall Assembly | Sample Window Assembly |  | Sample Window Assembly |  |  |  |  | 0 |  | Default Roof Assembly |  |  |  | 0 |  | Default Roof Assembly |  |  |  | 0 |  | Default Roof Assembly |  |  |  | 0 |  | Default Roof Assembly
| DIFF | [7 empty] | None -> office work | [12 empty] | None -> sample schedule | None -> sample schedule |  |  |  |  | None -> floor above cond space |  | None -> 0.57 |  |  |  | None -> 0.57 |  |  | None -> 23.9 | None -> 35.0 | None -> 23.9 | None -> 12.8 |  | None -> 2.84 | None -> 23.9 | None -> 35.0 | None -> 23.9 | None -> 12.8 | [8 empty] | parede exterior -> paredes exteriores | None -> sample window assembly |  | None -> sample window assembly | [5 empty] | parede exterior -> paredes exteriores | None -> sample window assembly |  | None -> sample window assembly | [5 empty] | None -> default wall assembly | None -> sample window assembly |  | None -> sample window assembly | [5 empty] | None -> default wall assembly | None -> sample window assembly |  | None -> sample window assembly | [5 empty] | None -> default wall assembly | None -> sample window assembly |  | None -> sample window assembly | [5 empty] | None -> default wall assembly | None -> sample window assembly |  | None -> sample window assembly | [5 empty] | None -> default wall assembly | None -> sample window assembly |  | None -> sample window assembly | [5 empty] | None -> default wall assembly | None -> sample window assembly |  | None -> sample window assembly | [6 empty] | None -> default roof assembly | [5 empty] | None -> default roof assembly | [5 empty] | None -> default roof assembly | [5 empty] | None -> default roof assembly
J03_004_Circulacao | ORIGINAL | J03_004_Circulacao | 18.743 | 2.6 | 200 | 16 | L/s |  |  |  |  | Escritorio Ocup |  | 150 | Recessed Unvented | 1 | Escritorio Ilum | 0 | Escritorio Equip |  |  |  |  | Air Change | 0.05 | 0.05 | 0.05 | [19 empty] | 17.4 | 0.5 | 30.4 | 31.7 | 7.8 | 4.8
J03_004_Circulacao | EXTRAIDO | J03_004_Circulacao | 18.74 | 2.6 | 200 | 16 | L/s | 0 | Office Work | 0 | 0 | Escritorio Ocup | 0 | 150 | Recessed Unvented | 1 | Escritorio Ilum | 0 | Escritorio Equip | 0 | 0 | Sample Schedule | Sample Schedule | Air Change | 0.05 | 0.05 | 0.05 | Floor Above Cond Space | 0 | 0.568 | 0 | 0 | 0 | 0.568 | 0 | 0 | 23.9 | 35 | 23.9 | 12.8 | 0 | 2.839 | 23.9 | 35 | 23.9 | 12.8 | 17.4 | 0.5 | 30.4 | 31.7 | 7.8 | 4.8 |  | 0 | Default Wall Assembly | Sample Window Assembly |  | Sample Window Assembly |  |  |  |  | 0 | Default Wall Assembly | Sample Window Assembly |  | Sample Window Assembly |  |  |  |  | 0 | Default Wall Assembly | Sample Window Assembly |  | Sample Window Assembly |  |  |  |  | 0 | Default Wall Assembly | Sample Window Assembly |  | Sample Window Assembly |  |  |  |  | 0 | Default Wall Assembly | Sample Window Assembly |  | Sample Window Assembly |  |  |  |  | 0 | Default Wall Assembly | Sample Window Assembly |  | Sample Window Assembly |  |  |  |  | 0 | Default Wall Assembly | Sample Window Assembly |  | Sample Window Assembly |  |  |  |  | 0 | Default Wall Assembly | Sample Window Assembly |  | Sample Window Assembly |  |  |  |  | 0 |  | Default Roof Assembly |  |  |  | 0 |  | Default Roof Assembly |  |  |  | 0 |  | Default Roof Assembly |  |  |  | 0 |  | Default Roof Assembly
| DIFF | [7 empty] | None -> office work | [12 empty] | None -> sample schedule | None -> sample schedule |  |  |  |  | None -> floor above cond space |  | None -> 0.57 |  |  |  | None -> 0.57 |  |  | None -> 23.9 | None -> 35.0 | None -> 23.9 | None -> 12.8 |  | None -> 2.84 | None -> 23.9 | None -> 35.0 | None -> 23.9 | None -> 12.8 | [8 empty] | None -> default wall assembly | None -> sample window assembly |  | None -> sample window assembly | [5 empty] | None -> default wall assembly | None -> sample window assembly |  | None -> sample window assembly | [5 empty] | None -> default wall assembly | None -> sample window assembly |  | None -> sample window assembly | [5 empty] | None -> default wall assembly | None -> sample window assembly |  | None -> sample window assembly | [5 empty] | None -> default wall assembly | None -> sample window assembly |  | None -> sample window assembly | [5 empty] | None -> default wall assembly | None -> sample window assembly |  | None -> sample window assembly | [5 empty] | None -> default wall assembly | None -> sample window assembly |  | None -> sample window assembly | [5 empty] | None -> default wall assembly | None -> sample window assembly |  | None -> sample window assembly | [6 empty] | None -> default roof assembly | [5 empty] | None -> default roof assembly | [5 empty] | None -> default roof assembly | [5 empty] | None -> default roof assembly
J03_005_IS | ORIGINAL | J03_005_IS | 15.1701 | 2.6 | 200 | 13 | L/s |  |  |  |  | Escritorio Ocup |  | 121 | Recessed Unvented | 1 | Escritorio Ilum | 5 | Escritorio Equip |  |  |  |  | Air Change | 0.05 | 0.05 | 0.05 | [19 empty] | 2.2 | 0.5 | 30.4 | 31.7 | 7.8 | 4.8
J03_005_IS | EXTRAIDO | J03_005_IS | 15.17 | 2.6 | 200 | 13 | L/s | 0 | Office Work | 0 | 0 | Escritorio Ocup | 0 | 121 | Recessed Unvented | 1 | Escritorio Ilum | 5 | Escritorio Equip | 0 | 0 | Sample Schedule | Sample Schedule | Air Change | 0.05 | 0.05 | 0.05 | Floor Above Cond Space | 0 | 0.568 | 0 | 0 | 0 | 0.568 | 0 | 0 | 23.9 | 35 | 23.9 | 12.8 | 0 | 2.839 | 23.9 | 35 | 23.9 | 12.8 | 2.2 | 0.5 | 30.4 | 31.7 | 7.8 | 4.8 |  | 0 | Default Wall Assembly | Sample Window Assembly |  | Sample Window Assembly |  |  |  |  | 0 | Default Wall Assembly | Sample Window Assembly |  | Sample Window Assembly |  |  |  |  | 0 | Default Wall Assembly | Sample Window Assembly |  | Sample Window Assembly |  |  |  |  | 0 | Default Wall Assembly | Sample Window Assembly |  | Sample Window Assembly |  |  |  |  | 0 | Default Wall Assembly | Sample Window Assembly |  | Sample Window Assembly |  |  |  |  | 0 | Default Wall Assembly | Sample Window Assembly |  | Sample Window Assembly |  |  |  |  | 0 | Default Wall Assembly | Sample Window Assembly |  | Sample Window Assembly |  |  |  |  | 0 | Default Wall Assembly | Sample Window Assembly |  | Sample Window Assembly |  |  |  |  | 0 |  | Default Roof Assembly |  |  |  | 0 |  | Default Roof Assembly |  |  |  | 0 |  | Default Roof Assembly |  |  |  | 0 |  | Default Roof Assembly
| DIFF | [7 empty] | None -> office work | [12 empty] | None -> sample schedule | None -> sample schedule |  |  |  |  | None -> floor above cond space |  | None -> 0.57 |  |  |  | None -> 0.57 |  |  | None -> 23.9 | None -> 35.0 | None -> 23.9 | None -> 12.8 |  | None -> 2.84 | None -> 23.9 | None -> 35.0 | None -> 23.9 | None -> 12.8 | [8 empty] | None -> default wall assembly | None -> sample window assembly |  | None -> sample window assembly | [5 empty] | None -> default wall assembly | None -> sample window assembly |  | None -> sample window assembly | [5 empty] | None -> default wall assembly | None -> sample window assembly |  | None -> sample window assembly | [5 empty] | None -> default wall assembly | None -> sample window assembly |  | None -> sample window assembly | [5 empty] | None -> default wall assembly | None -> sample window assembly |  | None -> sample window assembly | [5 empty] | None -> default wall assembly | None -> sample window assembly |  | None -> sample window assembly | [5 empty] | None -> default wall assembly | None -> sample window assembly |  | None -> sample window assembly | [5 empty] | None -> default wall assembly | None -> sample window assembly |  | None -> sample window assembly | [6 empty] | None -> default roof assembly | [5 empty] | None -> default roof assembly | [5 empty] | None -> default roof assembly | [5 empty] | None -> default roof assembly
J03_006_Zonas_tecnicas_E | ORIGINAL | J03_006_Zonas_tecnicas_E | 25.606 | 2.6 | 200 | 22 | L/s |  |  |  |  | Sample Schedule |  | 128 | Recessed Unvented | 1 | Sample Schedule | 5 | Sample Schedule |  |  |  |  | Air Change | 0.05 | 0.05 | 0.05
J03_006_Zonas_tecnicas_E | EXTRAIDO | J03_006_Zonas_tecnicas_E | 25.61 | 2.6 | 200 | 22 | L/s | 0 | Office Work | 0 | 0 | Sample Schedule | 0 | 128 | Recessed Unvented | 1 | Sample Schedule | 5 | Sample Schedule | 0 | 0 | Sample Schedule | Sample Schedule | Air Change | 0.05 | 0.05 | 0.05 | Floor Above Cond Space | 0 | 0.568 | 0 | 0 | 0 | 0.568 | 0 | 0 | 23.9 | 35 | 23.9 | 12.8 | 0 | 2.839 | 23.9 | 35 | 23.9 | 12.8 | 0 | 2.839 | 23.9 | 35 | 23.9 | 12.8 |  | 0 | Default Wall Assembly | Sample Window Assembly |  | Sample Window Assembly |  |  |  |  | 0 | Default Wall Assembly | Sample Window Assembly |  | Sample Window Assembly |  |  |  |  | 0 | Default Wall Assembly | Sample Window Assembly |  | Sample Window Assembly |  |  |  |  | 0 | Default Wall Assembly | Sample Window Assembly |  | Sample Window Assembly |  |  |  |  | 0 | Default Wall Assembly | Sample Window Assembly |  | Sample Window Assembly |  |  |  |  | 0 | Default Wall Assembly | Sample Window Assembly |  | Sample Window Assembly |  |  |  |  | 0 | Default Wall Assembly | Sample Window Assembly |  | Sample Window Assembly |  |  |  |  | 0 | Default Wall Assembly | Sample Window Assembly |  | Sample Window Assembly |  |  |  |  | 0 |  | Default Roof Assembly |  |  |  | 0 |  | Default Roof Assembly |  |  |  | 0 |  | Default Roof Assembly |  |  |  | 0 |  | Default Roof Assembly
| DIFF | [7 empty] | None -> office work | [12 empty] | None -> sample schedule | None -> sample schedule |  |  |  |  | None -> floor above cond space |  | None -> 0.57 |  |  |  | None -> 0.57 |  |  | None -> 23.9 | None -> 35.0 | None -> 23.9 | None -> 12.8 |  | None -> 2.84 | None -> 23.9 | None -> 35.0 | None -> 23.9 | None -> 12.8 |  | None -> 2.84 | None -> 23.9 | None -> 35.0 | None -> 23.9 | None -> 12.8 |  |  | None -> default wall assembly | None -> sample window assembly |  | None -> sample window assembly | [5 empty] | None -> default wall assembly | None -> sample window assembly |  | None -> sample window assembly | [5 empty] | None -> default wall assembly | None -> sample window assembly |  | None -> sample window assembly | [5 empty] | None -> default wall assembly | None -> sample window assembly |  | None -> sample window assembly | [5 empty] | None -> default wall assembly | None -> sample window assembly |  | None -> sample window assembly | [5 empty] | None -> default wall assembly | None -> sample window assembly |  | None -> sample window assembly | [5 empty] | None -> default wall assembly | None -> sample window assembly |  | None -> sample window assembly | [5 empty] | None -> default wall assembly | None -> sample window assembly |  | None -> sample window assembly | [6 empty] | None -> default roof assembly | [5 empty] | None -> default roof assembly | [5 empty] | None -> default roof assembly | [5 empty] | None -> default roof assembly
J03_007_Copa | ORIGINAL | J03_007_Copa | 9.2226 | 2.6 | 200 | 8 | L/s |  |  |  |  | Escritorio Ocup |  | 92 | Recessed Unvented | 1 | Escritorio Ilum | 20 | Escritorio Equip |  |  |  |  | Air Change | 0.05 | 0.05 | 0.05 | [25 empty] | N | 13.4731 | Parede Exterior | [6 empty] | E | 1.2893 | Parede Exterior
J03_007_Copa | EXTRAIDO | J03_007_Copa | 9.22 | 2.6 | 200 | 8 | L/s | 0 | Office Work | 0 | 0 | Escritorio Ocup | 0 | 92 | Recessed Unvented | 1 | Escritorio Ilum | 20 | Escritorio Equip | 0 | 0 | Sample Schedule | Sample Schedule | Air Change | 0.05 | 0.05 | 0.05 | Floor Above Cond Space | 0 | 0.568 | 0 | 0 | 0 | 0.568 | 0 | 0 | 23.9 | 35 | 23.9 | 12.8 | 0 | 2.839 | 23.9 | 35 | 23.9 | 12.8 | 0 | 2.839 | 23.9 | 35 | 23.9 | 12.8 | N | 13.47 | Paredes Exteriores | Sample Window Assembly |  | Sample Window Assembly |  |  |  | E | 1.29 | Paredes Exteriores | Sample Window Assembly |  | Sample Window Assembly |  |  |  |  | 0 | Default Wall Assembly | Sample Window Assembly |  | Sample Window Assembly |  |  |  |  | 0 | Default Wall Assembly | Sample Window Assembly |  | Sample Window Assembly |  |  |  |  | 0 | Default Wall Assembly | Sample Window Assembly |  | Sample Window Assembly |  |  |  |  | 0 | Default Wall Assembly | Sample Window Assembly |  | Sample Window Assembly |  |  |  |  | 0 | Default Wall Assembly | Sample Window Assembly |  | Sample Window Assembly |  |  |  |  | 0 | Default Wall Assembly | Sample Window Assembly |  | Sample Window Assembly |  |  |  |  | 0 |  | Default Roof Assembly |  |  |  | 0 |  | Default Roof Assembly |  |  |  | 0 |  | Default Roof Assembly |  |  |  | 0 |  | Default Roof Assembly
| DIFF | [7 empty] | None -> office work | [12 empty] | None -> sample schedule | None -> sample schedule |  |  |  |  | None -> floor above cond space |  | None -> 0.57 |  |  |  | None -> 0.57 |  |  | None -> 23.9 | None -> 35.0 | None -> 23.9 | None -> 12.8 |  | None -> 2.84 | None -> 23.9 | None -> 35.0 | None -> 23.9 | None -> 12.8 |  | None -> 2.84 | None -> 23.9 | None -> 35.0 | None -> 23.9 | None -> 12.8 |  |  | parede exterior -> paredes exteriores | None -> sample window assembly |  | None -> sample window assembly | [5 empty] | parede exterior -> paredes exteriores | None -> sample window assembly |  | None -> sample window assembly | [5 empty] | None -> default wall assembly | None -> sample window assembly |  | None -> sample window assembly | [5 empty] | None -> default wall assembly | None -> sample window assembly |  | None -> sample window assembly | [5 empty] | None -> default wall assembly | None -> sample window assembly |  | None -> sample window assembly | [5 empty] | None -> default wall assembly | None -> sample window assembly |  | None -> sample window assembly | [5 empty] | None -> default wall assembly | None -> sample window assembly |  | None -> sample window assembly | [5 empty] | None -> default wall assembly | None -> sample window assembly |  | None -> sample window assembly | [6 empty] | None -> default roof assembly | [5 empty] | None -> default roof assembly | [5 empty] | None -> default roof assembly | [5 empty] | None -> default roof assembly
K04_001_Area_15 | ORIGINAL | K04_001_Area_15 | 565.0045 | 2.6 | 200 | 472 | L/s | 13 | Office Work | 70 | 45 | Escritorio Ocup |  | 6780 | Recessed Unvented | 1 | Escritorio Ilum | 15 | Escritorio Equip |  |  |  |  | Air Change | 0.3 | 0.3 | 0.3 | [25 empty] | S | 79.7975 | Parede Exterior | V04_E04001Area_S | 5 |  |  |  |  | W | 79.6561 | Parede Exterior | V04_E04001Area_W | 5 |  |  |  |  | N | 65.231 | Parede Exterior | V04_E04001Area_N | 7 |  |  |  |  | E | 23.3135 | Parede Exterior | V04_E04001Area_E | 2
K04_001_Area_15 | EXTRAIDO | K04_001_Area_15 | 565 | 2.6 | 200 | 472 | L/s | 13 | Office Work | 70 | 45 | Escritorio Ocup | 0 | 6780 | Recessed Unvented | 1 | Escritorio Ilum | 15 | Escritorio Equip | 0 | 0 | Sample Schedule | Sample Schedule | Air Change | 0.3 | 0.3 | 0.3 | Floor Above Cond Space | 0 | 0.568 | 0 | 0 | 0 | 0.568 | 0 | 0 | 23.9 | 35 | 23.9 | 12.8 | 0 | 2.839 | 23.9 | 35 | 23.9 | 12.8 | 0 | 2.839 | 23.9 | 35 | 23.9 | 12.8 | S | 79.8 | Paredes Exteriores | V04_E04001Area_S | 5 | Sample Window Assembly |  |  |  | W | 79.66 | Paredes Exteriores | V04_E04001Area_W | 5 | Sample Window Assembly |  |  |  | N | 65.23 | Paredes Exteriores | V04_E04001Area_N | 7 | Sample Window Assembly |  |  |  | E | 23.31 | Paredes Exteriores | V04_E04001Area_E | 2 | Sample Window Assembly |  |  |  |  | 0 | Default Wall Assembly | Sample Window Assembly |  | Sample Window Assembly |  |  |  |  | 0 | Default Wall Assembly | Sample Window Assembly |  | Sample Window Assembly |  |  |  |  | 0 | Default Wall Assembly | Sample Window Assembly |  | Sample Window Assembly |  |  |  |  | 0 | Default Wall Assembly | Sample Window Assembly |  | Sample Window Assembly |  |  |  |  | 0 |  | Default Roof Assembly |  |  |  | 0 |  | Default Roof Assembly |  |  |  | 0 |  | Default Roof Assembly |  |  |  | 0 |  | Default Roof Assembly
| DIFF | [20 empty] | None -> sample schedule | None -> sample schedule |  |  |  |  | None -> floor above cond space |  | None -> 0.57 |  |  |  | None -> 0.57 |  |  | None -> 23.9 | None -> 35.0 | None -> 23.9 | None -> 12.8 |  | None -> 2.84 | None -> 23.9 | None -> 35.0 | None -> 23.9 | None -> 12.8 |  | None -> 2.84 | None -> 23.9 | None -> 35.0 | None -> 23.9 | None -> 12.8 |  |  | parede exterior -> paredes exteriores |  |  | None -> sample window assembly | [5 empty] | parede exterior -> paredes exteriores |  |  | None -> sample window assembly | [5 empty] | parede exterior -> paredes exteriores |  |  | None -> sample window assembly | [5 empty] | parede exterior -> paredes exteriores |  |  | None -> sample window assembly | [5 empty] | None -> default wall assembly | None -> sample window assembly |  | None -> sample window assembly | [5 empty] | None -> default wall assembly | None -> sample window assembly |  | None -> sample window assembly | [5 empty] | None -> default wall assembly | None -> sample window assembly |  | None -> sample window assembly | [5 empty] | None -> default wall assembly | None -> sample window assembly |  | None -> sample window assembly | [6 empty] | None -> default roof assembly | [5 empty] | None -> default roof assembly | [5 empty] | None -> default roof assembly | [5 empty] | None -> default roof assembly
K04_002_Caixa_de_escadas | ORIGINAL | K04_002_Caixa_de_escadas | 20.191 | 2.6 | 200 | 17 | L/s |  |  |  |  | Escritorio Ocup |  | 101 | Recessed Unvented | 1 | Escritorio Ilum | 0 | Escritorio Equip |  |  |  |  | Air Change | 0.05 | 0.05 | 0.05 | [19 empty] | 12.8 | 0.5 | 30.4 | 31.7 | 7.8 | 4.8 | E | 13.0312 | Parede Exterior
K04_002_Caixa_de_escadas | EXTRAIDO | K04_002_Caixa_de_escadas | 20.19 | 2.6 | 200 | 17 | L/s | 0 | Office Work | 0 | 0 | Escritorio Ocup | 0 | 101 | Recessed Unvented | 1 | Escritorio Ilum | 0 | Escritorio Equip | 0 | 0 | Sample Schedule | Sample Schedule | Air Change | 0.05 | 0.05 | 0.05 | Floor Above Cond Space | 0 | 0.568 | 0 | 0 | 0 | 0.568 | 0 | 0 | 23.9 | 35 | 23.9 | 12.8 | 0 | 2.839 | 23.9 | 35 | 23.9 | 12.8 | 12.8 | 0.5 | 30.4 | 31.7 | 7.8 | 4.8 | E | 13.03 | Paredes Exteriores | Sample Window Assembly |  | Sample Window Assembly |  |  |  |  | 0 | Default Wall Assembly | Sample Window Assembly |  | Sample Window Assembly |  |  |  |  | 0 | Default Wall Assembly | Sample Window Assembly |  | Sample Window Assembly |  |  |  |  | 0 | Default Wall Assembly | Sample Window Assembly |  | Sample Window Assembly |  |  |  |  | 0 | Default Wall Assembly | Sample Window Assembly |  | Sample Window Assembly |  |  |  |  | 0 | Default Wall Assembly | Sample Window Assembly |  | Sample Window Assembly |  |  |  |  | 0 | Default Wall Assembly | Sample Window Assembly |  | Sample Window Assembly |  |  |  |  | 0 | Default Wall Assembly | Sample Window Assembly |  | Sample Window Assembly |  |  |  |  | 0 |  | Default Roof Assembly |  |  |  | 0 |  | Default Roof Assembly |  |  |  | 0 |  | Default Roof Assembly |  |  |  | 0 |  | Default Roof Assembly
| DIFF | [7 empty] | None -> office work | [12 empty] | None -> sample schedule | None -> sample schedule |  |  |  |  | None -> floor above cond space |  | None -> 0.57 |  |  |  | None -> 0.57 |  |  | None -> 23.9 | None -> 35.0 | None -> 23.9 | None -> 12.8 |  | None -> 2.84 | None -> 23.9 | None -> 35.0 | None -> 23.9 | None -> 12.8 | [8 empty] | parede exterior -> paredes exteriores | None -> sample window assembly |  | None -> sample window assembly | [5 empty] | None -> default wall assembly | None -> sample window assembly |  | None -> sample window assembly | [5 empty] | None -> default wall assembly | None -> sample window assembly |  | None -> sample window assembly | [5 empty] | None -> default wall assembly | None -> sample window assembly |  | None -> sample window assembly | [5 empty] | None -> default wall assembly | None -> sample window assembly |  | None -> sample window assembly | [5 empty] | None -> default wall assembly | None -> sample window assembly |  | None -> sample window assembly | [5 empty] | None -> default wall assembly | None -> sample window assembly |  | None -> sample window assembly | [5 empty] | None -> default wall assembly | None -> sample window assembly |  | None -> sample window assembly | [6 empty] | None -> default roof assembly | [5 empty] | None -> default roof assembly | [5 empty] | None -> default roof assembly | [5 empty] | None -> default roof assembly
K04_003_Caixa_de_escadas | ORIGINAL | K04_003_Caixa_de_escadas | 21.4131 | 2.6 | 200 | 19 | L/s |  |  |  |  | Escritorio Ocup |  | 107 | Recessed Unvented | 1 | Escritorio Ilum | 0 | Escritorio Equip |  |  |  |  | Air Change | 0.05 | 0.05 | 0.05 | [19 empty] | 6 | 0.5 | 30.4 | 31.7 | 7.8 | 4.8 | S | 4.0563 | Parede Exterior | [6 empty] | E | 8.5803 | Parede Exterior
K04_003_Caixa_de_escadas | EXTRAIDO | K04_003_Caixa_de_escadas | 21.41 | 2.6 | 200 | 19 | L/s | 0 | Office Work | 0 | 0 | Escritorio Ocup | 0 | 107 | Recessed Unvented | 1 | Escritorio Ilum | 0 | Escritorio Equip | 0 | 0 | Sample Schedule | Sample Schedule | Air Change | 0.05 | 0.05 | 0.05 | Floor Above Cond Space | 0 | 0.568 | 0 | 0 | 0 | 0.568 | 0 | 0 | 23.9 | 35 | 23.9 | 12.8 | 0 | 2.839 | 23.9 | 35 | 23.9 | 12.8 | 6 | 0.5 | 30.4 | 31.7 | 7.8 | 4.8 | S | 4.06 | Paredes Exteriores | Sample Window Assembly |  | Sample Window Assembly |  |  |  | E | 8.58 | Paredes Exteriores | Sample Window Assembly |  | Sample Window Assembly |  |  |  |  | 0 | Default Wall Assembly | Sample Window Assembly |  | Sample Window Assembly |  |  |  |  | 0 | Default Wall Assembly | Sample Window Assembly |  | Sample Window Assembly |  |  |  |  | 0 | Default Wall Assembly | Sample Window Assembly |  | Sample Window Assembly |  |  |  |  | 0 | Default Wall Assembly | Sample Window Assembly |  | Sample Window Assembly |  |  |  |  | 0 | Default Wall Assembly | Sample Window Assembly |  | Sample Window Assembly |  |  |  |  | 0 | Default Wall Assembly | Sample Window Assembly |  | Sample Window Assembly |  |  |  |  | 0 |  | Default Roof Assembly |  |  |  | 0 |  | Default Roof Assembly |  |  |  | 0 |  | Default Roof Assembly |  |  |  | 0 |  | Default Roof Assembly
| DIFF | [7 empty] | None -> office work | [12 empty] | None -> sample schedule | None -> sample schedule |  |  |  |  | None -> floor above cond space |  | None -> 0.57 |  |  |  | None -> 0.57 |  |  | None -> 23.9 | None -> 35.0 | None -> 23.9 | None -> 12.8 |  | None -> 2.84 | None -> 23.9 | None -> 35.0 | None -> 23.9 | None -> 12.8 | [8 empty] | parede exterior -> paredes exteriores | None -> sample window assembly |  | None -> sample window assembly | [5 empty] | parede exterior -> paredes exteriores | None -> sample window assembly |  | None -> sample window assembly | [5 empty] | None -> default wall assembly | None -> sample window assembly |  | None -> sample window assembly | [5 empty] | None -> default wall assembly | None -> sample window assembly |  | None -> sample window assembly | [5 empty] | None -> default wall assembly | None -> sample window assembly |  | None -> sample window assembly | [5 empty] | None -> default wall assembly | None -> sample window assembly |  | None -> sample window assembly | [5 empty] | None -> default wall assembly | None -> sample window assembly |  | None -> sample window assembly | [5 empty] | None -> default wall assembly | None -> sample window assembly |  | None -> sample window assembly | [6 empty] | None -> default roof assembly | [5 empty] | None -> default roof assembly | [5 empty] | None -> default roof assembly | [5 empty] | None -> default roof assembly
K04_004_Circulacao | ORIGINAL | K04_004_Circulacao | 18.743 | 2.6 | 200 | 16 | L/s |  |  |  |  | Escritorio Ocup |  | 150 | Recessed Unvented | 1 | Escritorio Ilum | 0 | Escritorio Equip |  |  |  |  | Air Change | 0.05 | 0.05 | 0.05 | [19 empty] | 17.4 | 0.5 | 30.4 | 31.7 | 7.8 | 4.8
K04_004_Circulacao | EXTRAIDO | K04_004_Circulacao | 18.74 | 2.6 | 200 | 16 | L/s | 0 | Office Work | 0 | 0 | Escritorio Ocup | 0 | 150 | Recessed Unvented | 1 | Escritorio Ilum | 0 | Escritorio Equip | 0 | 0 | Sample Schedule | Sample Schedule | Air Change | 0.05 | 0.05 | 0.05 | Floor Above Cond Space | 0 | 0.568 | 0 | 0 | 0 | 0.568 | 0 | 0 | 23.9 | 35 | 23.9 | 12.8 | 0 | 2.839 | 23.9 | 35 | 23.9 | 12.8 | 17.4 | 0.5 | 30.4 | 31.7 | 7.8 | 4.8 |  | 0 | Default Wall Assembly | Sample Window Assembly |  | Sample Window Assembly |  |  |  |  | 0 | Default Wall Assembly | Sample Window Assembly |  | Sample Window Assembly |  |  |  |  | 0 | Default Wall Assembly | Sample Window Assembly |  | Sample Window Assembly |  |  |  |  | 0 | Default Wall Assembly | Sample Window Assembly |  | Sample Window Assembly |  |  |  |  | 0 | Default Wall Assembly | Sample Window Assembly |  | Sample Window Assembly |  |  |  |  | 0 | Default Wall Assembly | Sample Window Assembly |  | Sample Window Assembly |  |  |  |  | 0 | Default Wall Assembly | Sample Window Assembly |  | Sample Window Assembly |  |  |  |  | 0 | Default Wall Assembly | Sample Window Assembly |  | Sample Window Assembly |  |  |  |  | 0 |  | Default Roof Assembly |  |  |  | 0 |  | Default Roof Assembly |  |  |  | 0 |  | Default Roof Assembly |  |  |  | 0 |  | Default Roof Assembly
| DIFF | [7 empty] | None -> office work | [12 empty] | None -> sample schedule | None -> sample schedule |  |  |  |  | None -> floor above cond space |  | None -> 0.57 |  |  |  | None -> 0.57 |  |  | None -> 23.9 | None -> 35.0 | None -> 23.9 | None -> 12.8 |  | None -> 2.84 | None -> 23.9 | None -> 35.0 | None -> 23.9 | None -> 12.8 | [8 empty] | None -> default wall assembly | None -> sample window assembly |  | None -> sample window assembly | [5 empty] | None -> default wall assembly | None -> sample window assembly |  | None -> sample window assembly | [5 empty] | None -> default wall assembly | None -> sample window assembly |  | None -> sample window assembly | [5 empty] | None -> default wall assembly | None -> sample window assembly |  | None -> sample window assembly | [5 empty] | None -> default wall assembly | None -> sample window assembly |  | None -> sample window assembly | [5 empty] | None -> default wall assembly | None -> sample window assembly |  | None -> sample window assembly | [5 empty] | None -> default wall assembly | None -> sample window assembly |  | None -> sample window assembly | [5 empty] | None -> default wall assembly | None -> sample window assembly |  | None -> sample window assembly | [6 empty] | None -> default roof assembly | [5 empty] | None -> default roof assembly | [5 empty] | None -> default roof assembly | [5 empty] | None -> default roof assembly
K04_005_IS | ORIGINAL | K04_005_IS | 15.1701 | 2.6 | 200 | 13 | L/s |  |  |  |  | Escritorio Ocup |  | 121 | Recessed Unvented | 1 | Escritorio Ilum | 5 | Escritorio Equip |  |  |  |  | Air Change | 0.05 | 0.05 | 0.05 | [19 empty] | 2.2 | 0.5 | 30.4 | 31.7 | 7.8 | 4.8
K04_005_IS | EXTRAIDO | K04_005_IS | 15.17 | 2.6 | 200 | 13 | L/s | 0 | Office Work | 0 | 0 | Escritorio Ocup | 0 | 121 | Recessed Unvented | 1 | Escritorio Ilum | 5 | Escritorio Equip | 0 | 0 | Sample Schedule | Sample Schedule | Air Change | 0.05 | 0.05 | 0.05 | Floor Above Cond Space | 0 | 0.568 | 0 | 0 | 0 | 0.568 | 0 | 0 | 23.9 | 35 | 23.9 | 12.8 | 0 | 2.839 | 23.9 | 35 | 23.9 | 12.8 | 2.2 | 0.5 | 30.4 | 31.7 | 7.8 | 4.8 |  | 0 | Default Wall Assembly | Sample Window Assembly |  | Sample Window Assembly |  |  |  |  | 0 | Default Wall Assembly | Sample Window Assembly |  | Sample Window Assembly |  |  |  |  | 0 | Default Wall Assembly | Sample Window Assembly |  | Sample Window Assembly |  |  |  |  | 0 | Default Wall Assembly | Sample Window Assembly |  | Sample Window Assembly |  |  |  |  | 0 | Default Wall Assembly | Sample Window Assembly |  | Sample Window Assembly |  |  |  |  | 0 | Default Wall Assembly | Sample Window Assembly |  | Sample Window Assembly |  |  |  |  | 0 | Default Wall Assembly | Sample Window Assembly |  | Sample Window Assembly |  |  |  |  | 0 | Default Wall Assembly | Sample Window Assembly |  | Sample Window Assembly |  |  |  |  | 0 |  | Default Roof Assembly |  |  |  | 0 |  | Default Roof Assembly |  |  |  | 0 |  | Default Roof Assembly |  |  |  | 0 |  | Default Roof Assembly
| DIFF | [7 empty] | None -> office work | [12 empty] | None -> sample schedule | None -> sample schedule |  |  |  |  | None -> floor above cond space |  | None -> 0.57 |  |  |  | None -> 0.57 |  |  | None -> 23.9 | None -> 35.0 | None -> 23.9 | None -> 12.8 |  | None -> 2.84 | None -> 23.9 | None -> 35.0 | None -> 23.9 | None -> 12.8 | [8 empty] | None -> default wall assembly | None -> sample window assembly |  | None -> sample window assembly | [5 empty] | None -> default wall assembly | None -> sample window assembly |  | None -> sample window assembly | [5 empty] | None -> default wall assembly | None -> sample window assembly |  | None -> sample window assembly | [5 empty] | None -> default wall assembly | None -> sample window assembly |  | None -> sample window assembly | [5 empty] | None -> default wall assembly | None -> sample window assembly |  | None -> sample window assembly | [5 empty] | None -> default wall assembly | None -> sample window assembly |  | None -> sample window assembly | [5 empty] | None -> default wall assembly | None -> sample window assembly |  | None -> sample window assembly | [5 empty] | None -> default wall assembly | None -> sample window assembly |  | None -> sample window assembly | [6 empty] | None -> default roof assembly | [5 empty] | None -> default roof assembly | [5 empty] | None -> default roof assembly | [5 empty] | None -> default roof assembly
K04_006_Zonas_tecnicas_E | ORIGINAL | K04_006_Zonas_tecnicas_E | 25.606 | 2.6 | 200 | 22 | L/s |  |  |  |  | Sample Schedule |  | 128 | Recessed Unvented | 1 | Sample Schedule | 5 | Sample Schedule |  |  |  |  | Air Change | 0.05 | 0.05 | 0.05
K04_006_Zonas_tecnicas_E | EXTRAIDO | K04_006_Zonas_tecnicas_E | 25.61 | 2.6 | 200 | 22 | L/s | 0 | Office Work | 0 | 0 | Sample Schedule | 0 | 128 | Recessed Unvented | 1 | Sample Schedule | 5 | Sample Schedule | 0 | 0 | Sample Schedule | Sample Schedule | Air Change | 0.05 | 0.05 | 0.05 | Floor Above Cond Space | 0 | 0.568 | 0 | 0 | 0 | 0.568 | 0 | 0 | 23.9 | 35 | 23.9 | 12.8 | 0 | 2.839 | 23.9 | 35 | 23.9 | 12.8 | 0 | 2.839 | 23.9 | 35 | 23.9 | 12.8 |  | 0 | Default Wall Assembly | Sample Window Assembly |  | Sample Window Assembly |  |  |  |  | 0 | Default Wall Assembly | Sample Window Assembly |  | Sample Window Assembly |  |  |  |  | 0 | Default Wall Assembly | Sample Window Assembly |  | Sample Window Assembly |  |  |  |  | 0 | Default Wall Assembly | Sample Window Assembly |  | Sample Window Assembly |  |  |  |  | 0 | Default Wall Assembly | Sample Window Assembly |  | Sample Window Assembly |  |  |  |  | 0 | Default Wall Assembly | Sample Window Assembly |  | Sample Window Assembly |  |  |  |  | 0 | Default Wall Assembly | Sample Window Assembly |  | Sample Window Assembly |  |  |  |  | 0 | Default Wall Assembly | Sample Window Assembly |  | Sample Window Assembly |  |  |  |  | 0 |  | Default Roof Assembly |  |  |  | 0 |  | Default Roof Assembly |  |  |  | 0 |  | Default Roof Assembly |  |  |  | 0 |  | Default Roof Assembly
| DIFF | [7 empty] | None -> office work | [12 empty] | None -> sample schedule | None -> sample schedule |  |  |  |  | None -> floor above cond space |  | None -> 0.57 |  |  |  | None -> 0.57 |  |  | None -> 23.9 | None -> 35.0 | None -> 23.9 | None -> 12.8 |  | None -> 2.84 | None -> 23.9 | None -> 35.0 | None -> 23.9 | None -> 12.8 |  | None -> 2.84 | None -> 23.9 | None -> 35.0 | None -> 23.9 | None -> 12.8 |  |  | None -> default wall assembly | None -> sample window assembly |  | None -> sample window assembly | [5 empty] | None -> default wall assembly | None -> sample window assembly |  | None -> sample window assembly | [5 empty] | None -> default wall assembly | None -> sample window assembly |  | None -> sample window assembly | [5 empty] | None -> default wall assembly | None -> sample window assembly |  | None -> sample window assembly | [5 empty] | None -> default wall assembly | None -> sample window assembly |  | None -> sample window assembly | [5 empty] | None -> default wall assembly | None -> sample window assembly |  | None -> sample window assembly | [5 empty] | None -> default wall assembly | None -> sample window assembly |  | None -> sample window assembly | [5 empty] | None -> default wall assembly | None -> sample window assembly |  | None -> sample window assembly | [6 empty] | None -> default roof assembly | [5 empty] | None -> default roof assembly | [5 empty] | None -> default roof assembly | [5 empty] | None -> default roof assembly
K04_007_Copa | ORIGINAL | K04_007_Copa | 9.2226 | 2.6 | 200 | 8 | L/s |  |  |  |  | Escritorio Ocup |  | 92 | Recessed Unvented | 1 | Escritorio Ilum | 20 | Escritorio Equip |  |  |  |  | Air Change | 0.05 | 0.05 | 0.05 | [25 empty] | N | 13.4731 | Parede Exterior | [6 empty] | E | 1.2893 | Parede Exterior
K04_007_Copa | EXTRAIDO | K04_007_Copa | 9.22 | 2.6 | 200 | 8 | L/s | 0 | Office Work | 0 | 0 | Escritorio Ocup | 0 | 92 | Recessed Unvented | 1 | Escritorio Ilum | 20 | Escritorio Equip | 0 | 0 | Sample Schedule | Sample Schedule | Air Change | 0.05 | 0.05 | 0.05 | Floor Above Cond Space | 0 | 0.568 | 0 | 0 | 0 | 0.568 | 0 | 0 | 23.9 | 35 | 23.9 | 12.8 | 0 | 2.839 | 23.9 | 35 | 23.9 | 12.8 | 0 | 2.839 | 23.9 | 35 | 23.9 | 12.8 | N | 13.47 | Paredes Exteriores | Sample Window Assembly |  | Sample Window Assembly |  |  |  | E | 1.29 | Paredes Exteriores | Sample Window Assembly |  | Sample Window Assembly |  |  |  |  | 0 | Default Wall Assembly | Sample Window Assembly |  | Sample Window Assembly |  |  |  |  | 0 | Default Wall Assembly | Sample Window Assembly |  | Sample Window Assembly |  |  |  |  | 0 | Default Wall Assembly | Sample Window Assembly |  | Sample Window Assembly |  |  |  |  | 0 | Default Wall Assembly | Sample Window Assembly |  | Sample Window Assembly |  |  |  |  | 0 | Default Wall Assembly | Sample Window Assembly |  | Sample Window Assembly |  |  |  |  | 0 | Default Wall Assembly | Sample Window Assembly |  | Sample Window Assembly |  |  |  |  | 0 |  | Default Roof Assembly |  |  |  | 0 |  | Default Roof Assembly |  |  |  | 0 |  | Default Roof Assembly |  |  |  | 0 |  | Default Roof Assembly
| DIFF | [7 empty] | None -> office work | [12 empty] | None -> sample schedule | None -> sample schedule |  |  |  |  | None -> floor above cond space |  | None -> 0.57 |  |  |  | None -> 0.57 |  |  | None -> 23.9 | None -> 35.0 | None -> 23.9 | None -> 12.8 |  | None -> 2.84 | None -> 23.9 | None -> 35.0 | None -> 23.9 | None -> 12.8 |  | None -> 2.84 | None -> 23.9 | None -> 35.0 | None -> 23.9 | None -> 12.8 |  |  | parede exterior -> paredes exteriores | None -> sample window assembly |  | None -> sample window assembly | [5 empty] | parede exterior -> paredes exteriores | None -> sample window assembly |  | None -> sample window assembly | [5 empty] | None -> default wall assembly | None -> sample window assembly |  | None -> sample window assembly | [5 empty] | None -> default wall assembly | None -> sample window assembly |  | None -> sample window assembly | [5 empty] | None -> default wall assembly | None -> sample window assembly |  | None -> sample window assembly | [5 empty] | None -> default wall assembly | None -> sample window assembly |  | None -> sample window assembly | [5 empty] | None -> default wall assembly | None -> sample window assembly |  | None -> sample window assembly | [5 empty] | None -> default wall assembly | None -> sample window assembly |  | None -> sample window assembly | [6 empty] | None -> default roof assembly | [5 empty] | None -> default roof assembly | [5 empty] | None -> default roof assembly | [5 empty] | None -> default roof assembly
L05_001_Area_15 | ORIGINAL | L05_001_Area_15 | 565.0045 | 2.6 | 200 | 472 | L/s | 13 | Office Work | 70 | 45 | Escritorio Ocup |  | 6780 | Recessed Unvented | 1 | Escritorio Ilum | 15 | Escritorio Equip |  |  |  |  | Air Change | 0.3 | 0.3 | 0.3 | [25 empty] | S | 79.7975 | Parede Exterior | V05_F05001Area_S | 6 |  |  |  |  | W | 79.6561 | Parede Exterior | V05_F05001Area_W | 5 |  |  |  |  | N | 65.231 | Parede Exterior | V05_F05001Area_N | 7 |  |  |  |  | E | 23.8399 | Parede Exterior | V05_F05001Area_E | 2 | [40 empty] | H | 262.167 | 0 | Flat Roof
L05_001_Area_15 | EXTRAIDO | L05_001_Area_15 | 565 | 2.6 | 200 | 472 | L/s | 13 | Office Work | 70 | 45 | Escritorio Ocup | 0 | 6780 | Recessed Unvented | 1 | Escritorio Ilum | 15 | Escritorio Equip | 0 | 0 | Sample Schedule | Sample Schedule | Air Change | 0.3 | 0.3 | 0.3 | Floor Above Cond Space | 0 | 0.568 | 0 | 0 | 0 | 0.568 | 0 | 0 | 23.9 | 35 | 23.9 | 12.8 | 0 | 2.839 | 23.9 | 35 | 23.9 | 12.8 | 0 | 2.839 | 23.9 | 35 | 23.9 | 12.8 | S | 79.8 | Paredes Exteriores | V05_F05001Area_S | 6 | Sample Window Assembly |  |  |  | W | 79.66 | Paredes Exteriores | V05_F05001Area_W | 5 | Sample Window Assembly |  |  |  | N | 65.23 | Paredes Exteriores | V05_F05001Area_N | 7 | Sample Window Assembly |  |  |  | E | 23.84 | Paredes Exteriores | V05_F05001Area_E | 2 | Sample Window Assembly |  |  |  |  | 0 | Default Wall Assembly | Sample Window Assembly |  | Sample Window Assembly |  |  |  |  | 0 | Default Wall Assembly | Sample Window Assembly |  | Sample Window Assembly |  |  |  |  | 0 | Default Wall Assembly | Sample Window Assembly |  | Sample Window Assembly |  |  |  |  | 0 | Default Wall Assembly | Sample Window Assembly |  | Sample Window Assembly |  |  |  | H | 262.17 |  | Cobertura_adjacente |  |  |  | 0 |  | Default Roof Assembly |  |  |  | 0 |  | Default Roof Assembly |  |  |  | 0 |  | Default Roof Assembly
| DIFF | [20 empty] | None -> sample schedule | None -> sample schedule |  |  |  |  | None -> floor above cond space |  | None -> 0.57 |  |  |  | None -> 0.57 |  |  | None -> 23.9 | None -> 35.0 | None -> 23.9 | None -> 12.8 |  | None -> 2.84 | None -> 23.9 | None -> 35.0 | None -> 23.9 | None -> 12.8 |  | None -> 2.84 | None -> 23.9 | None -> 35.0 | None -> 23.9 | None -> 12.8 |  |  | parede exterior -> paredes exteriores |  |  | None -> sample window assembly | [5 empty] | parede exterior -> paredes exteriores |  |  | None -> sample window assembly | [5 empty] | parede exterior -> paredes exteriores |  |  | None -> sample window assembly | [5 empty] | parede exterior -> paredes exteriores |  |  | None -> sample window assembly | [5 empty] | None -> default wall assembly | None -> sample window assembly |  | None -> sample window assembly | [5 empty] | None -> default wall assembly | None -> sample window assembly |  | None -> sample window assembly | [5 empty] | None -> default wall assembly | None -> sample window assembly |  | None -> sample window assembly | [5 empty] | None -> default wall assembly | None -> sample window assembly |  | None -> sample window assembly | [6 empty] | flat roof -> cobertura_adjacente | [5 empty] | None -> default roof assembly | [5 empty] | None -> default roof assembly | [5 empty] | None -> default roof assembly
L05_002_Caixa_de_escadas | ORIGINAL | L05_002_Caixa_de_escadas | 20.191 | 2.6 | 200 | 17 | L/s |  |  |  |  | Escritorio Ocup |  | 101 | Recessed Unvented | 1 | Escritorio Ilum | 0 | Escritorio Equip |  |  |  |  | Air Change | 0.05 | 0.05 | 0.05 | [19 empty] | 12.8 | 0.5 | 30.4 | 31.7 | 7.8 | 4.8 | E | 13.0312 | Parede Exterior
L05_002_Caixa_de_escadas | EXTRAIDO | L05_002_Caixa_de_escadas | 20.19 | 2.6 | 200 | 17 | L/s | 0 | Office Work | 0 | 0 | Escritorio Ocup | 0 | 101 | Recessed Unvented | 1 | Escritorio Ilum | 0 | Escritorio Equip | 0 | 0 | Sample Schedule | Sample Schedule | Air Change | 0.05 | 0.05 | 0.05 | Floor Above Cond Space | 0 | 0.568 | 0 | 0 | 0 | 0.568 | 0 | 0 | 23.9 | 35 | 23.9 | 12.8 | 0 | 2.839 | 23.9 | 35 | 23.9 | 12.8 | 12.8 | 0.5 | 30.4 | 31.7 | 7.8 | 4.8 | E | 13.03 | Paredes Exteriores | Sample Window Assembly |  | Sample Window Assembly |  |  |  |  | 0 | Default Wall Assembly | Sample Window Assembly |  | Sample Window Assembly |  |  |  |  | 0 | Default Wall Assembly | Sample Window Assembly |  | Sample Window Assembly |  |  |  |  | 0 | Default Wall Assembly | Sample Window Assembly |  | Sample Window Assembly |  |  |  |  | 0 | Default Wall Assembly | Sample Window Assembly |  | Sample Window Assembly |  |  |  |  | 0 | Default Wall Assembly | Sample Window Assembly |  | Sample Window Assembly |  |  |  |  | 0 | Default Wall Assembly | Sample Window Assembly |  | Sample Window Assembly |  |  |  |  | 0 | Default Wall Assembly | Sample Window Assembly |  | Sample Window Assembly |  |  |  |  | 0 |  | Default Roof Assembly |  |  |  | 0 |  | Default Roof Assembly |  |  |  | 0 |  | Default Roof Assembly |  |  |  | 0 |  | Default Roof Assembly
| DIFF | [7 empty] | None -> office work | [12 empty] | None -> sample schedule | None -> sample schedule |  |  |  |  | None -> floor above cond space |  | None -> 0.57 |  |  |  | None -> 0.57 |  |  | None -> 23.9 | None -> 35.0 | None -> 23.9 | None -> 12.8 |  | None -> 2.84 | None -> 23.9 | None -> 35.0 | None -> 23.9 | None -> 12.8 | [8 empty] | parede exterior -> paredes exteriores | None -> sample window assembly |  | None -> sample window assembly | [5 empty] | None -> default wall assembly | None -> sample window assembly |  | None -> sample window assembly | [5 empty] | None -> default wall assembly | None -> sample window assembly |  | None -> sample window assembly | [5 empty] | None -> default wall assembly | None -> sample window assembly |  | None -> sample window assembly | [5 empty] | None -> default wall assembly | None -> sample window assembly |  | None -> sample window assembly | [5 empty] | None -> default wall assembly | None -> sample window assembly |  | None -> sample window assembly | [5 empty] | None -> default wall assembly | None -> sample window assembly |  | None -> sample window assembly | [5 empty] | None -> default wall assembly | None -> sample window assembly |  | None -> sample window assembly | [6 empty] | None -> default roof assembly | [5 empty] | None -> default roof assembly | [5 empty] | None -> default roof assembly | [5 empty] | None -> default roof assembly
L05_003_Caixa_de_escadas | ORIGINAL | L05_003_Caixa_de_escadas | 21.4131 | 2.6 | 200 | 19 | L/s |  |  |  |  | Escritorio Ocup |  | 107 | Recessed Unvented | 1 | Escritorio Ilum | 0 | Escritorio Equip |  |  |  |  | Air Change | 0.05 | 0.05 | 0.05 | [19 empty] | 6 | 0.5 | 30.4 | 31.7 | 7.8 | 4.8 | S | 4.1258 | Parede Exterior | [6 empty] | E | 8.5803 | Parede Exterior
L05_003_Caixa_de_escadas | EXTRAIDO | L05_003_Caixa_de_escadas | 21.41 | 2.6 | 200 | 19 | L/s | 0 | Office Work | 0 | 0 | Escritorio Ocup | 0 | 107 | Recessed Unvented | 1 | Escritorio Ilum | 0 | Escritorio Equip | 0 | 0 | Sample Schedule | Sample Schedule | Air Change | 0.05 | 0.05 | 0.05 | Floor Above Cond Space | 0 | 0.568 | 0 | 0 | 0 | 0.568 | 0 | 0 | 23.9 | 35 | 23.9 | 12.8 | 0 | 2.839 | 23.9 | 35 | 23.9 | 12.8 | 6 | 0.5 | 30.4 | 31.7 | 7.8 | 4.8 | S | 4.13 | Paredes Exteriores | Sample Window Assembly |  | Sample Window Assembly |  |  |  | E | 8.58 | Paredes Exteriores | Sample Window Assembly |  | Sample Window Assembly |  |  |  |  | 0 | Default Wall Assembly | Sample Window Assembly |  | Sample Window Assembly |  |  |  |  | 0 | Default Wall Assembly | Sample Window Assembly |  | Sample Window Assembly |  |  |  |  | 0 | Default Wall Assembly | Sample Window Assembly |  | Sample Window Assembly |  |  |  |  | 0 | Default Wall Assembly | Sample Window Assembly |  | Sample Window Assembly |  |  |  |  | 0 | Default Wall Assembly | Sample Window Assembly |  | Sample Window Assembly |  |  |  |  | 0 | Default Wall Assembly | Sample Window Assembly |  | Sample Window Assembly |  |  |  |  | 0 |  | Default Roof Assembly |  |  |  | 0 |  | Default Roof Assembly |  |  |  | 0 |  | Default Roof Assembly |  |  |  | 0 |  | Default Roof Assembly
| DIFF | [7 empty] | None -> office work | [12 empty] | None -> sample schedule | None -> sample schedule |  |  |  |  | None -> floor above cond space |  | None -> 0.57 |  |  |  | None -> 0.57 |  |  | None -> 23.9 | None -> 35.0 | None -> 23.9 | None -> 12.8 |  | None -> 2.84 | None -> 23.9 | None -> 35.0 | None -> 23.9 | None -> 12.8 | [8 empty] | parede exterior -> paredes exteriores | None -> sample window assembly |  | None -> sample window assembly | [5 empty] | parede exterior -> paredes exteriores | None -> sample window assembly |  | None -> sample window assembly | [5 empty] | None -> default wall assembly | None -> sample window assembly |  | None -> sample window assembly | [5 empty] | None -> default wall assembly | None -> sample window assembly |  | None -> sample window assembly | [5 empty] | None -> default wall assembly | None -> sample window assembly |  | None -> sample window assembly | [5 empty] | None -> default wall assembly | None -> sample window assembly |  | None -> sample window assembly | [5 empty] | None -> default wall assembly | None -> sample window assembly |  | None -> sample window assembly | [5 empty] | None -> default wall assembly | None -> sample window assembly |  | None -> sample window assembly | [6 empty] | None -> default roof assembly | [5 empty] | None -> default roof assembly | [5 empty] | None -> default roof assembly | [5 empty] | None -> default roof assembly
L05_004_Circulacao | ORIGINAL | L05_004_Circulacao | 18.743 | 2.6 | 200 | 16 | L/s |  |  |  |  | Escritorio Ocup |  | 150 | Recessed Unvented | 1 | Escritorio Ilum | 0 | Escritorio Equip |  |  |  |  | Air Change | 0.05 | 0.05 | 0.05 | [19 empty] | 17.4 | 0.5 | 30.4 | 31.7 | 7.8 | 4.8
L05_004_Circulacao | EXTRAIDO | L05_004_Circulacao | 18.74 | 2.6 | 200 | 16 | L/s | 0 | Office Work | 0 | 0 | Escritorio Ocup | 0 | 150 | Recessed Unvented | 1 | Escritorio Ilum | 0 | Escritorio Equip | 0 | 0 | Sample Schedule | Sample Schedule | Air Change | 0.05 | 0.05 | 0.05 | Floor Above Cond Space | 0 | 0.568 | 0 | 0 | 0 | 0.568 | 0 | 0 | 23.9 | 35 | 23.9 | 12.8 | 0 | 2.839 | 23.9 | 35 | 23.9 | 12.8 | 17.4 | 0.5 | 30.4 | 31.7 | 7.8 | 4.8 |  | 0 | Default Wall Assembly | Sample Window Assembly |  | Sample Window Assembly |  |  |  |  | 0 | Default Wall Assembly | Sample Window Assembly |  | Sample Window Assembly |  |  |  |  | 0 | Default Wall Assembly | Sample Window Assembly |  | Sample Window Assembly |  |  |  |  | 0 | Default Wall Assembly | Sample Window Assembly |  | Sample Window Assembly |  |  |  |  | 0 | Default Wall Assembly | Sample Window Assembly |  | Sample Window Assembly |  |  |  |  | 0 | Default Wall Assembly | Sample Window Assembly |  | Sample Window Assembly |  |  |  |  | 0 | Default Wall Assembly | Sample Window Assembly |  | Sample Window Assembly |  |  |  |  | 0 | Default Wall Assembly | Sample Window Assembly |  | Sample Window Assembly |  |  |  |  | 0 |  | Default Roof Assembly |  |  |  | 0 |  | Default Roof Assembly |  |  |  | 0 |  | Default Roof Assembly |  |  |  | 0 |  | Default Roof Assembly
| DIFF | [7 empty] | None -> office work | [12 empty] | None -> sample schedule | None -> sample schedule |  |  |  |  | None -> floor above cond space |  | None -> 0.57 |  |  |  | None -> 0.57 |  |  | None -> 23.9 | None -> 35.0 | None -> 23.9 | None -> 12.8 |  | None -> 2.84 | None -> 23.9 | None -> 35.0 | None -> 23.9 | None -> 12.8 | [8 empty] | None -> default wall assembly | None -> sample window assembly |  | None -> sample window assembly | [5 empty] | None -> default wall assembly | None -> sample window assembly |  | None -> sample window assembly | [5 empty] | None -> default wall assembly | None -> sample window assembly |  | None -> sample window assembly | [5 empty] | None -> default wall assembly | None -> sample window assembly |  | None -> sample window assembly | [5 empty] | None -> default wall assembly | None -> sample window assembly |  | None -> sample window assembly | [5 empty] | None -> default wall assembly | None -> sample window assembly |  | None -> sample window assembly | [5 empty] | None -> default wall assembly | None -> sample window assembly |  | None -> sample window assembly | [5 empty] | None -> default wall assembly | None -> sample window assembly |  | None -> sample window assembly | [6 empty] | None -> default roof assembly | [5 empty] | None -> default roof assembly | [5 empty] | None -> default roof assembly | [5 empty] | None -> default roof assembly
L05_005_IS | ORIGINAL | L05_005_IS | 15.1701 | 2.6 | 200 | 13 | L/s |  |  |  |  | Escritorio Ocup |  | 121 | Recessed Unvented | 1 | Escritorio Ilum | 5 | Escritorio Equip |  |  |  |  | Air Change | 0.05 | 0.05 | 0.05 | [19 empty] | 2.2 | 0.5 | 30.4 | 31.7 | 7.8 | 4.8
L05_005_IS | EXTRAIDO | L05_005_IS | 15.17 | 2.6 | 200 | 13 | L/s | 0 | Office Work | 0 | 0 | Escritorio Ocup | 0 | 121 | Recessed Unvented | 1 | Escritorio Ilum | 5 | Escritorio Equip | 0 | 0 | Sample Schedule | Sample Schedule | Air Change | 0.05 | 0.05 | 0.05 | Floor Above Cond Space | 0 | 0.568 | 0 | 0 | 0 | 0.568 | 0 | 0 | 23.9 | 35 | 23.9 | 12.8 | 0 | 2.839 | 23.9 | 35 | 23.9 | 12.8 | 2.2 | 0.5 | 30.4 | 31.7 | 7.8 | 4.8 |  | 0 | Default Wall Assembly | Sample Window Assembly |  | Sample Window Assembly |  |  |  |  | 0 | Default Wall Assembly | Sample Window Assembly |  | Sample Window Assembly |  |  |  |  | 0 | Default Wall Assembly | Sample Window Assembly |  | Sample Window Assembly |  |  |  |  | 0 | Default Wall Assembly | Sample Window Assembly |  | Sample Window Assembly |  |  |  |  | 0 | Default Wall Assembly | Sample Window Assembly |  | Sample Window Assembly |  |  |  |  | 0 | Default Wall Assembly | Sample Window Assembly |  | Sample Window Assembly |  |  |  |  | 0 | Default Wall Assembly | Sample Window Assembly |  | Sample Window Assembly |  |  |  |  | 0 | Default Wall Assembly | Sample Window Assembly |  | Sample Window Assembly |  |  |  |  | 0 |  | Default Roof Assembly |  |  |  | 0 |  | Default Roof Assembly |  |  |  | 0 |  | Default Roof Assembly |  |  |  | 0 |  | Default Roof Assembly
| DIFF | [7 empty] | None -> office work | [12 empty] | None -> sample schedule | None -> sample schedule |  |  |  |  | None -> floor above cond space |  | None -> 0.57 |  |  |  | None -> 0.57 |  |  | None -> 23.9 | None -> 35.0 | None -> 23.9 | None -> 12.8 |  | None -> 2.84 | None -> 23.9 | None -> 35.0 | None -> 23.9 | None -> 12.8 | [8 empty] | None -> default wall assembly | None -> sample window assembly |  | None -> sample window assembly | [5 empty] | None -> default wall assembly | None -> sample window assembly |  | None -> sample window assembly | [5 empty] | None -> default wall assembly | None -> sample window assembly |  | None -> sample window assembly | [5 empty] | None -> default wall assembly | None -> sample window assembly |  | None -> sample window assembly | [5 empty] | None -> default wall assembly | None -> sample window assembly |  | None -> sample window assembly | [5 empty] | None -> default wall assembly | None -> sample window assembly |  | None -> sample window assembly | [5 empty] | None -> default wall assembly | None -> sample window assembly |  | None -> sample window assembly | [5 empty] | None -> default wall assembly | None -> sample window assembly |  | None -> sample window assembly | [6 empty] | None -> default roof assembly | [5 empty] | None -> default roof assembly | [5 empty] | None -> default roof assembly | [5 empty] | None -> default roof assembly
L05_006_Zonas_tecnicas_E | ORIGINAL | L05_006_Zonas_tecnicas_E | 25.606 | 2.6 | 200 | 22 | L/s |  |  |  |  | Sample Schedule |  | 128 | Recessed Unvented | 1 | Sample Schedule | 5 | Sample Schedule |  |  |  |  | Air Change | 0.05 | 0.05 | 0.05
L05_006_Zonas_tecnicas_E | EXTRAIDO | L05_006_Zonas_tecnicas_E | 25.61 | 2.6 | 200 | 22 | L/s | 0 | Office Work | 0 | 0 | Sample Schedule | 0 | 128 | Recessed Unvented | 1 | Sample Schedule | 5 | Sample Schedule | 0 | 0 | Sample Schedule | Sample Schedule | Air Change | 0.05 | 0.05 | 0.05 | Floor Above Cond Space | 0 | 0.568 | 0 | 0 | 0 | 0.568 | 0 | 0 | 23.9 | 35 | 23.9 | 12.8 | 0 | 2.839 | 23.9 | 35 | 23.9 | 12.8 | 0 | 2.839 | 23.9 | 35 | 23.9 | 12.8 |  | 0 | Default Wall Assembly | Sample Window Assembly |  | Sample Window Assembly |  |  |  |  | 0 | Default Wall Assembly | Sample Window Assembly |  | Sample Window Assembly |  |  |  |  | 0 | Default Wall Assembly | Sample Window Assembly |  | Sample Window Assembly |  |  |  |  | 0 | Default Wall Assembly | Sample Window Assembly |  | Sample Window Assembly |  |  |  |  | 0 | Default Wall Assembly | Sample Window Assembly |  | Sample Window Assembly |  |  |  |  | 0 | Default Wall Assembly | Sample Window Assembly |  | Sample Window Assembly |  |  |  |  | 0 | Default Wall Assembly | Sample Window Assembly |  | Sample Window Assembly |  |  |  |  | 0 | Default Wall Assembly | Sample Window Assembly |  | Sample Window Assembly |  |  |  |  | 0 |  | Default Roof Assembly |  |  |  | 0 |  | Default Roof Assembly |  |  |  | 0 |  | Default Roof Assembly |  |  |  | 0 |  | Default Roof Assembly
| DIFF | [7 empty] | None -> office work | [12 empty] | None -> sample schedule | None -> sample schedule |  |  |  |  | None -> floor above cond space |  | None -> 0.57 |  |  |  | None -> 0.57 |  |  | None -> 23.9 | None -> 35.0 | None -> 23.9 | None -> 12.8 |  | None -> 2.84 | None -> 23.9 | None -> 35.0 | None -> 23.9 | None -> 12.8 |  | None -> 2.84 | None -> 23.9 | None -> 35.0 | None -> 23.9 | None -> 12.8 |  |  | None -> default wall assembly | None -> sample window assembly |  | None -> sample window assembly | [5 empty] | None -> default wall assembly | None -> sample window assembly |  | None -> sample window assembly | [5 empty] | None -> default wall assembly | None -> sample window assembly |  | None -> sample window assembly | [5 empty] | None -> default wall assembly | None -> sample window assembly |  | None -> sample window assembly | [5 empty] | None -> default wall assembly | None -> sample window assembly |  | None -> sample window assembly | [5 empty] | None -> default wall assembly | None -> sample window assembly |  | None -> sample window assembly | [5 empty] | None -> default wall assembly | None -> sample window assembly |  | None -> sample window assembly | [5 empty] | None -> default wall assembly | None -> sample window assembly |  | None -> sample window assembly | [6 empty] | None -> default roof assembly | [5 empty] | None -> default roof assembly | [5 empty] | None -> default roof assembly | [5 empty] | None -> default roof assembly
L05_007_Copa | ORIGINAL | L05_007_Copa | 9.2226 | 2.6 | 200 | 8 | L/s |  |  |  |  | Escritorio Ocup |  | 92 | Recessed Unvented | 1 | Escritorio Ilum | 20 | Escritorio Equip |  |  |  |  | Air Change | 0.05 | 0.05 | 0.05 | [25 empty] | N | 13.4731 | Parede Exterior | [6 empty] | E | 1.2893 | Parede Exterior
L05_007_Copa | EXTRAIDO | L05_007_Copa | 9.22 | 2.6 | 200 | 8 | L/s | 0 | Office Work | 0 | 0 | Escritorio Ocup | 0 | 92 | Recessed Unvented | 1 | Escritorio Ilum | 20 | Escritorio Equip | 0 | 0 | Sample Schedule | Sample Schedule | Air Change | 0.05 | 0.05 | 0.05 | Floor Above Cond Space | 0 | 0.568 | 0 | 0 | 0 | 0.568 | 0 | 0 | 23.9 | 35 | 23.9 | 12.8 | 0 | 2.839 | 23.9 | 35 | 23.9 | 12.8 | 0 | 2.839 | 23.9 | 35 | 23.9 | 12.8 | N | 13.47 | Paredes Exteriores | Sample Window Assembly |  | Sample Window Assembly |  |  |  | E | 1.29 | Paredes Exteriores | Sample Window Assembly |  | Sample Window Assembly |  |  |  |  | 0 | Default Wall Assembly | Sample Window Assembly |  | Sample Window Assembly |  |  |  |  | 0 | Default Wall Assembly | Sample Window Assembly |  | Sample Window Assembly |  |  |  |  | 0 | Default Wall Assembly | Sample Window Assembly |  | Sample Window Assembly |  |  |  |  | 0 | Default Wall Assembly | Sample Window Assembly |  | Sample Window Assembly |  |  |  |  | 0 | Default Wall Assembly | Sample Window Assembly |  | Sample Window Assembly |  |  |  |  | 0 | Default Wall Assembly | Sample Window Assembly |  | Sample Window Assembly |  |  |  |  | 0 |  | Default Roof Assembly |  |  |  | 0 |  | Default Roof Assembly |  |  |  | 0 |  | Default Roof Assembly |  |  |  | 0 |  | Default Roof Assembly
| DIFF | [7 empty] | None -> office work | [12 empty] | None -> sample schedule | None -> sample schedule |  |  |  |  | None -> floor above cond space |  | None -> 0.57 |  |  |  | None -> 0.57 |  |  | None -> 23.9 | None -> 35.0 | None -> 23.9 | None -> 12.8 |  | None -> 2.84 | None -> 23.9 | None -> 35.0 | None -> 23.9 | None -> 12.8 |  | None -> 2.84 | None -> 23.9 | None -> 35.0 | None -> 23.9 | None -> 12.8 |  |  | parede exterior -> paredes exteriores | None -> sample window assembly |  | None -> sample window assembly | [5 empty] | parede exterior -> paredes exteriores | None -> sample window assembly |  | None -> sample window assembly | [5 empty] | None -> default wall assembly | None -> sample window assembly |  | None -> sample window assembly | [5 empty] | None -> default wall assembly | None -> sample window assembly |  | None -> sample window assembly | [5 empty] | None -> default wall assembly | None -> sample window assembly |  | None -> sample window assembly | [5 empty] | None -> default wall assembly | None -> sample window assembly |  | None -> sample window assembly | [5 empty] | None -> default wall assembly | None -> sample window assembly |  | None -> sample window assembly | [5 empty] | None -> default wall assembly | None -> sample window assembly |  | None -> sample window assembly | [6 empty] | None -> default roof assembly | [5 empty] | None -> default roof assembly | [5 empty] | None -> default roof assembly | [5 empty] | None -> default roof assembly
M06_001_Area_15 | ORIGINAL | M06_001_Area_15 | 281.1528 | 2.6 | 200 | 235 | L/s | 3 | Office Work | 70 | 45 | Escritorio Ocup |  | 3374 | Recessed Unvented | 1 | Escritorio Ilum | 15 | Escritorio Equip |  |  |  |  | Air Change | 0.3 | 0.3 | 0.3 | [25 empty] | S | 43.5823 | Parede Exterior | V06_G06001Area_S | 1 |  |  |  |  | W | 63.3689 | Parede Exterior | V06_G06001Area_W | 1 |  |  |  |  | N | 21.7235 | Parede Exterior | V06_G06001Area_N | 1 |  |  |  |  | E | 8.6152 | Parede Exterior
M06_001_Area_15 | EXTRAIDO | M06_001_Area_15 | 281.15 | 2.6 | 200 | 235 | L/s | 3 | Office Work | 70 | 45 | Escritorio Ocup | 0 | 3374 | Recessed Unvented | 1 | Escritorio Ilum | 15 | Escritorio Equip | 0 | 0 | Sample Schedule | Sample Schedule | Air Change | 0.3 | 0.3 | 0.3 | Floor Above Cond Space | 0 | 0.568 | 0 | 0 | 0 | 0.568 | 0 | 0 | 23.9 | 35 | 23.9 | 12.8 | 0 | 2.839 | 23.9 | 35 | 23.9 | 12.8 | 0 | 2.839 | 23.9 | 35 | 23.9 | 12.8 | S | 43.58 | Paredes Exteriores | V06_G06001Area_S | 1 | Sample Window Assembly |  |  |  | W | 63.37 | Paredes Exteriores | V06_G06001Area_W | 1 | Sample Window Assembly |  |  |  | N | 21.72 | Paredes Exteriores | V06_G06001Area_N | 1 | Sample Window Assembly |  |  |  | E | 8.62 | Paredes Exteriores | Sample Window Assembly |  | Sample Window Assembly |  |  |  |  | 0 | Default Wall Assembly | Sample Window Assembly |  | Sample Window Assembly |  |  |  |  | 0 | Default Wall Assembly | Sample Window Assembly |  | Sample Window Assembly |  |  |  |  | 0 | Default Wall Assembly | Sample Window Assembly |  | Sample Window Assembly |  |  |  |  | 0 | Default Wall Assembly | Sample Window Assembly |  | Sample Window Assembly |  |  |  |  | 0 |  | Default Roof Assembly |  |  |  | 0 |  | Default Roof Assembly |  |  |  | 0 |  | Default Roof Assembly |  |  |  | 0 |  | Default Roof Assembly
| DIFF | [20 empty] | None -> sample schedule | None -> sample schedule |  |  |  |  | None -> floor above cond space |  | None -> 0.57 |  |  |  | None -> 0.57 |  |  | None -> 23.9 | None -> 35.0 | None -> 23.9 | None -> 12.8 |  | None -> 2.84 | None -> 23.9 | None -> 35.0 | None -> 23.9 | None -> 12.8 |  | None -> 2.84 | None -> 23.9 | None -> 35.0 | None -> 23.9 | None -> 12.8 |  |  | parede exterior -> paredes exteriores |  |  | None -> sample window assembly | [5 empty] | parede exterior -> paredes exteriores |  |  | None -> sample window assembly | [5 empty] | parede exterior -> paredes exteriores |  |  | None -> sample window assembly | [5 empty] | parede exterior -> paredes exteriores | None -> sample window assembly |  | None -> sample window assembly | [5 empty] | None -> default wall assembly | None -> sample window assembly |  | None -> sample window assembly | [5 empty] | None -> default wall assembly | None -> sample window assembly |  | None -> sample window assembly | [5 empty] | None -> default wall assembly | None -> sample window assembly |  | None -> sample window assembly | [5 empty] | None -> default wall assembly | None -> sample window assembly |  | None -> sample window assembly | [6 empty] | None -> default roof assembly | [5 empty] | None -> default roof assembly | [5 empty] | None -> default roof assembly | [5 empty] | None -> default roof assembly
M06_002_Caixa_de_escadas | ORIGINAL | M06_002_Caixa_de_escadas | 20.191 | 2.6 | 200 | 17 | L/s |  |  |  |  | Escritorio Ocup |  | 101 | Recessed Unvented | 1 | Escritorio Ilum | 0 | Escritorio Equip |  |  |  |  | Air Change | 0.05 | 0.05 | 0.05 | [19 empty] | 12.8 | 0.5 | 30.4 | 31.7 | 7.8 | 4.8 | E | 13.0312 | Parede Exterior
M06_002_Caixa_de_escadas | EXTRAIDO | M06_002_Caixa_de_escadas | 20.19 | 2.6 | 200 | 17 | L/s | 0 | Office Work | 0 | 0 | Escritorio Ocup | 0 | 101 | Recessed Unvented | 1 | Escritorio Ilum | 0 | Escritorio Equip | 0 | 0 | Sample Schedule | Sample Schedule | Air Change | 0.05 | 0.05 | 0.05 | Floor Above Cond Space | 0 | 0.568 | 0 | 0 | 0 | 0.568 | 0 | 0 | 23.9 | 35 | 23.9 | 12.8 | 0 | 2.839 | 23.9 | 35 | 23.9 | 12.8 | 12.8 | 0.5 | 30.4 | 31.7 | 7.8 | 4.8 | E | 13.03 | Paredes Exteriores | Sample Window Assembly |  | Sample Window Assembly |  |  |  |  | 0 | Default Wall Assembly | Sample Window Assembly |  | Sample Window Assembly |  |  |  |  | 0 | Default Wall Assembly | Sample Window Assembly |  | Sample Window Assembly |  |  |  |  | 0 | Default Wall Assembly | Sample Window Assembly |  | Sample Window Assembly |  |  |  |  | 0 | Default Wall Assembly | Sample Window Assembly |  | Sample Window Assembly |  |  |  |  | 0 | Default Wall Assembly | Sample Window Assembly |  | Sample Window Assembly |  |  |  |  | 0 | Default Wall Assembly | Sample Window Assembly |  | Sample Window Assembly |  |  |  |  | 0 | Default Wall Assembly | Sample Window Assembly |  | Sample Window Assembly |  |  |  |  | 0 |  | Default Roof Assembly |  |  |  | 0 |  | Default Roof Assembly |  |  |  | 0 |  | Default Roof Assembly |  |  |  | 0 |  | Default Roof Assembly
| DIFF | [7 empty] | None -> office work | [12 empty] | None -> sample schedule | None -> sample schedule |  |  |  |  | None -> floor above cond space |  | None -> 0.57 |  |  |  | None -> 0.57 |  |  | None -> 23.9 | None -> 35.0 | None -> 23.9 | None -> 12.8 |  | None -> 2.84 | None -> 23.9 | None -> 35.0 | None -> 23.9 | None -> 12.8 | [8 empty] | parede exterior -> paredes exteriores | None -> sample window assembly |  | None -> sample window assembly | [5 empty] | None -> default wall assembly | None -> sample window assembly |  | None -> sample window assembly | [5 empty] | None -> default wall assembly | None -> sample window assembly |  | None -> sample window assembly | [5 empty] | None -> default wall assembly | None -> sample window assembly |  | None -> sample window assembly | [5 empty] | None -> default wall assembly | None -> sample window assembly |  | None -> sample window assembly | [5 empty] | None -> default wall assembly | None -> sample window assembly |  | None -> sample window assembly | [5 empty] | None -> default wall assembly | None -> sample window assembly |  | None -> sample window assembly | [5 empty] | None -> default wall assembly | None -> sample window assembly |  | None -> sample window assembly | [6 empty] | None -> default roof assembly | [5 empty] | None -> default roof assembly | [5 empty] | None -> default roof assembly | [5 empty] | None -> default roof assembly
M06_003_Caixa_de_escadas | ORIGINAL | M06_003_Caixa_de_escadas | 21.4131 | 2.6 | 200 | 19 | L/s |  |  |  |  | Escritorio Ocup |  | 107 | Recessed Unvented | 1 | Escritorio Ilum | 0 | Escritorio Equip |  |  |  |  | Air Change | 0.05 | 0.05 | 0.05 | [19 empty] | 6 | 0.5 | 30.4 | 31.7 | 7.8 | 4.8 | S | 3.6797 | Parede Exterior | [6 empty] | E | 8.5803 | Parede Exterior
M06_003_Caixa_de_escadas | EXTRAIDO | M06_003_Caixa_de_escadas | 21.41 | 2.6 | 200 | 19 | L/s | 0 | Office Work | 0 | 0 | Escritorio Ocup | 0 | 107 | Recessed Unvented | 1 | Escritorio Ilum | 0 | Escritorio Equip | 0 | 0 | Sample Schedule | Sample Schedule | Air Change | 0.05 | 0.05 | 0.05 | Floor Above Cond Space | 0 | 0.568 | 0 | 0 | 0 | 0.568 | 0 | 0 | 23.9 | 35 | 23.9 | 12.8 | 0 | 2.839 | 23.9 | 35 | 23.9 | 12.8 | 6 | 0.5 | 30.4 | 31.7 | 7.8 | 4.8 | S | 3.68 | Paredes Exteriores | Sample Window Assembly |  | Sample Window Assembly |  |  |  | E | 8.58 | Paredes Exteriores | Sample Window Assembly |  | Sample Window Assembly |  |  |  |  | 0 | Default Wall Assembly | Sample Window Assembly |  | Sample Window Assembly |  |  |  |  | 0 | Default Wall Assembly | Sample Window Assembly |  | Sample Window Assembly |  |  |  |  | 0 | Default Wall Assembly | Sample Window Assembly |  | Sample Window Assembly |  |  |  |  | 0 | Default Wall Assembly | Sample Window Assembly |  | Sample Window Assembly |  |  |  |  | 0 | Default Wall Assembly | Sample Window Assembly |  | Sample Window Assembly |  |  |  |  | 0 | Default Wall Assembly | Sample Window Assembly |  | Sample Window Assembly |  |  |  |  | 0 |  | Default Roof Assembly |  |  |  | 0 |  | Default Roof Assembly |  |  |  | 0 |  | Default Roof Assembly |  |  |  | 0 |  | Default Roof Assembly
| DIFF | [7 empty] | None -> office work | [12 empty] | None -> sample schedule | None -> sample schedule |  |  |  |  | None -> floor above cond space |  | None -> 0.57 |  |  |  | None -> 0.57 |  |  | None -> 23.9 | None -> 35.0 | None -> 23.9 | None -> 12.8 |  | None -> 2.84 | None -> 23.9 | None -> 35.0 | None -> 23.9 | None -> 12.8 | [8 empty] | parede exterior -> paredes exteriores | None -> sample window assembly |  | None -> sample window assembly | [5 empty] | parede exterior -> paredes exteriores | None -> sample window assembly |  | None -> sample window assembly | [5 empty] | None -> default wall assembly | None -> sample window assembly |  | None -> sample window assembly | [5 empty] | None -> default wall assembly | None -> sample window assembly |  | None -> sample window assembly | [5 empty] | None -> default wall assembly | None -> sample window assembly |  | None -> sample window assembly | [5 empty] | None -> default wall assembly | None -> sample window assembly |  | None -> sample window assembly | [5 empty] | None -> default wall assembly | None -> sample window assembly |  | None -> sample window assembly | [5 empty] | None -> default wall assembly | None -> sample window assembly |  | None -> sample window assembly | [6 empty] | None -> default roof assembly | [5 empty] | None -> default roof assembly | [5 empty] | None -> default roof assembly | [5 empty] | None -> default roof assembly
M06_004_Circulacao | ORIGINAL | M06_004_Circulacao | 18.743 | 2.6 | 200 | 16 | L/s |  |  |  |  | Escritorio Ocup |  | 150 | Recessed Unvented | 1 | Escritorio Ilum | 0 | Escritorio Equip |  |  |  |  | Air Change | 0.05 | 0.05 | 0.05 | [19 empty] | 17.4 | 0.5 | 30.4 | 31.7 | 7.8 | 4.8
M06_004_Circulacao | EXTRAIDO | M06_004_Circulacao | 18.74 | 2.6 | 200 | 16 | L/s | 0 | Office Work | 0 | 0 | Escritorio Ocup | 0 | 150 | Recessed Unvented | 1 | Escritorio Ilum | 0 | Escritorio Equip | 0 | 0 | Sample Schedule | Sample Schedule | Air Change | 0.05 | 0.05 | 0.05 | Floor Above Cond Space | 0 | 0.568 | 0 | 0 | 0 | 0.568 | 0 | 0 | 23.9 | 35 | 23.9 | 12.8 | 0 | 2.839 | 23.9 | 35 | 23.9 | 12.8 | 17.4 | 0.5 | 30.4 | 31.7 | 7.8 | 4.8 |  | 0 | Default Wall Assembly | Sample Window Assembly |  | Sample Window Assembly |  |  |  |  | 0 | Default Wall Assembly | Sample Window Assembly |  | Sample Window Assembly |  |  |  |  | 0 | Default Wall Assembly | Sample Window Assembly |  | Sample Window Assembly |  |  |  |  | 0 | Default Wall Assembly | Sample Window Assembly |  | Sample Window Assembly |  |  |  |  | 0 | Default Wall Assembly | Sample Window Assembly |  | Sample Window Assembly |  |  |  |  | 0 | Default Wall Assembly | Sample Window Assembly |  | Sample Window Assembly |  |  |  |  | 0 | Default Wall Assembly | Sample Window Assembly |  | Sample Window Assembly |  |  |  |  | 0 | Default Wall Assembly | Sample Window Assembly |  | Sample Window Assembly |  |  |  |  | 0 |  | Default Roof Assembly |  |  |  | 0 |  | Default Roof Assembly |  |  |  | 0 |  | Default Roof Assembly |  |  |  | 0 |  | Default Roof Assembly
| DIFF | [7 empty] | None -> office work | [12 empty] | None -> sample schedule | None -> sample schedule |  |  |  |  | None -> floor above cond space |  | None -> 0.57 |  |  |  | None -> 0.57 |  |  | None -> 23.9 | None -> 35.0 | None -> 23.9 | None -> 12.8 |  | None -> 2.84 | None -> 23.9 | None -> 35.0 | None -> 23.9 | None -> 12.8 | [8 empty] | None -> default wall assembly | None -> sample window assembly |  | None -> sample window assembly | [5 empty] | None -> default wall assembly | None -> sample window assembly |  | None -> sample window assembly | [5 empty] | None -> default wall assembly | None -> sample window assembly |  | None -> sample window assembly | [5 empty] | None -> default wall assembly | None -> sample window assembly |  | None -> sample window assembly | [5 empty] | None -> default wall assembly | None -> sample window assembly |  | None -> sample window assembly | [5 empty] | None -> default wall assembly | None -> sample window assembly |  | None -> sample window assembly | [5 empty] | None -> default wall assembly | None -> sample window assembly |  | None -> sample window assembly | [5 empty] | None -> default wall assembly | None -> sample window assembly |  | None -> sample window assembly | [6 empty] | None -> default roof assembly | [5 empty] | None -> default roof assembly | [5 empty] | None -> default roof assembly | [5 empty] | None -> default roof assembly
M06_005_IS | ORIGINAL | M06_005_IS | 20.9801 | 2.6 | 200 | 18 | L/s |  |  |  |  | Escritorio Ocup |  | 168 | Recessed Unvented | 1 | Escritorio Ilum | 5 | Escritorio Equip |  |  |  |  | Air Change | 0.05 | 0.05 | 0.05
M06_005_IS | EXTRAIDO | M06_005_IS | 20.98 | 2.6 | 200 | 18 | L/s | 0 | Office Work | 0 | 0 | Escritorio Ocup | 0 | 168 | Recessed Unvented | 1 | Escritorio Ilum | 5 | Escritorio Equip | 0 | 0 | Sample Schedule | Sample Schedule | Air Change | 0.05 | 0.05 | 0.05 | Floor Above Cond Space | 0 | 0.568 | 0 | 0 | 0 | 0.568 | 0 | 0 | 23.9 | 35 | 23.9 | 12.8 | 0 | 2.839 | 23.9 | 35 | 23.9 | 12.8 | 0 | 2.839 | 23.9 | 35 | 23.9 | 12.8 |  | 0 | Default Wall Assembly | Sample Window Assembly |  | Sample Window Assembly |  |  |  |  | 0 | Default Wall Assembly | Sample Window Assembly |  | Sample Window Assembly |  |  |  |  | 0 | Default Wall Assembly | Sample Window Assembly |  | Sample Window Assembly |  |  |  |  | 0 | Default Wall Assembly | Sample Window Assembly |  | Sample Window Assembly |  |  |  |  | 0 | Default Wall Assembly | Sample Window Assembly |  | Sample Window Assembly |  |  |  |  | 0 | Default Wall Assembly | Sample Window Assembly |  | Sample Window Assembly |  |  |  |  | 0 | Default Wall Assembly | Sample Window Assembly |  | Sample Window Assembly |  |  |  |  | 0 | Default Wall Assembly | Sample Window Assembly |  | Sample Window Assembly |  |  |  |  | 0 |  | Default Roof Assembly |  |  |  | 0 |  | Default Roof Assembly |  |  |  | 0 |  | Default Roof Assembly |  |  |  | 0 |  | Default Roof Assembly
| DIFF | [7 empty] | None -> office work | [12 empty] | None -> sample schedule | None -> sample schedule |  |  |  |  | None -> floor above cond space |  | None -> 0.57 |  |  |  | None -> 0.57 |  |  | None -> 23.9 | None -> 35.0 | None -> 23.9 | None -> 12.8 |  | None -> 2.84 | None -> 23.9 | None -> 35.0 | None -> 23.9 | None -> 12.8 |  | None -> 2.84 | None -> 23.9 | None -> 35.0 | None -> 23.9 | None -> 12.8 |  |  | None -> default wall assembly | None -> sample window assembly |  | None -> sample window assembly | [5 empty] | None -> default wall assembly | None -> sample window assembly |  | None -> sample window assembly | [5 empty] | None -> default wall assembly | None -> sample window assembly |  | None -> sample window assembly | [5 empty] | None -> default wall assembly | None -> sample window assembly |  | None -> sample window assembly | [5 empty] | None -> default wall assembly | None -> sample window assembly |  | None -> sample window assembly | [5 empty] | None -> default wall assembly | None -> sample window assembly |  | None -> sample window assembly | [5 empty] | None -> default wall assembly | None -> sample window assembly |  | None -> sample window assembly | [5 empty] | None -> default wall assembly | None -> sample window assembly |  | None -> sample window assembly | [6 empty] | None -> default roof assembly | [5 empty] | None -> default roof assembly | [5 empty] | None -> default roof assembly | [5 empty] | None -> default roof assembly
M06_006_Zonas_tecnicas_E | ORIGINAL | M06_006_Zonas_tecnicas_E | 25.606 | 2.6 | 200 | 22 | L/s |  |  |  |  | Sample Schedule |  | 128 | Recessed Unvented | 1 | Sample Schedule | 5 | Sample Schedule |  |  |  |  | Air Change | 0.05 | 0.05 | 0.05
M06_006_Zonas_tecnicas_E | EXTRAIDO | M06_006_Zonas_tecnicas_E | 25.61 | 2.6 | 200 | 22 | L/s | 0 | Office Work | 0 | 0 | Sample Schedule | 0 | 128 | Recessed Unvented | 1 | Sample Schedule | 5 | Sample Schedule | 0 | 0 | Sample Schedule | Sample Schedule | Air Change | 0.05 | 0.05 | 0.05 | Floor Above Cond Space | 0 | 0.568 | 0 | 0 | 0 | 0.568 | 0 | 0 | 23.9 | 35 | 23.9 | 12.8 | 0 | 2.839 | 23.9 | 35 | 23.9 | 12.8 | 0 | 2.839 | 23.9 | 35 | 23.9 | 12.8 |  | 0 | Default Wall Assembly | Sample Window Assembly |  | Sample Window Assembly |  |  |  |  | 0 | Default Wall Assembly | Sample Window Assembly |  | Sample Window Assembly |  |  |  |  | 0 | Default Wall Assembly | Sample Window Assembly |  | Sample Window Assembly |  |  |  |  | 0 | Default Wall Assembly | Sample Window Assembly |  | Sample Window Assembly |  |  |  |  | 0 | Default Wall Assembly | Sample Window Assembly |  | Sample Window Assembly |  |  |  |  | 0 | Default Wall Assembly | Sample Window Assembly |  | Sample Window Assembly |  |  |  |  | 0 | Default Wall Assembly | Sample Window Assembly |  | Sample Window Assembly |  |  |  |  | 0 | Default Wall Assembly | Sample Window Assembly |  | Sample Window Assembly |  |  |  |  | 0 |  | Default Roof Assembly |  |  |  | 0 |  | Default Roof Assembly |  |  |  | 0 |  | Default Roof Assembly |  |  |  | 0 |  | Default Roof Assembly
| DIFF | [7 empty] | None -> office work | [12 empty] | None -> sample schedule | None -> sample schedule |  |  |  |  | None -> floor above cond space |  | None -> 0.57 |  |  |  | None -> 0.57 |  |  | None -> 23.9 | None -> 35.0 | None -> 23.9 | None -> 12.8 |  | None -> 2.84 | None -> 23.9 | None -> 35.0 | None -> 23.9 | None -> 12.8 |  | None -> 2.84 | None -> 23.9 | None -> 35.0 | None -> 23.9 | None -> 12.8 |  |  | None -> default wall assembly | None -> sample window assembly |  | None -> sample window assembly | [5 empty] | None -> default wall assembly | None -> sample window assembly |  | None -> sample window assembly | [5 empty] | None -> default wall assembly | None -> sample window assembly |  | None -> sample window assembly | [5 empty] | None -> default wall assembly | None -> sample window assembly |  | None -> sample window assembly | [5 empty] | None -> default wall assembly | None -> sample window assembly |  | None -> sample window assembly | [5 empty] | None -> default wall assembly | None -> sample window assembly |  | None -> sample window assembly | [5 empty] | None -> default wall assembly | None -> sample window assembly |  | None -> sample window assembly | [5 empty] | None -> default wall assembly | None -> sample window assembly |  | None -> sample window assembly | [6 empty] | None -> default roof assembly | [5 empty] | None -> default roof assembly | [5 empty] | None -> default roof assembly | [5 empty] | None -> default roof assembly
M06_007_Copa | ORIGINAL | M06_007_Copa | 22.8029 | 2.6 | 200 | 20 | L/s |  |  |  |  | Escritorio Ocup |  | 228 | Recessed Unvented | 1 | Escritorio Ilum | 20 | Escritorio Equip |  |  |  |  | Air Change | 0.05 | 0.05 | 0.05 | [25 empty] | N | 21.7158 | Parede Exterior | [6 empty] | E | 1.0407 | Parede Exterior
M06_007_Copa | EXTRAIDO | M06_007_Copa | 22.8 | 2.6 | 200 | 20 | L/s | 0 | Office Work | 0 | 0 | Escritorio Ocup | 0 | 228 | Recessed Unvented | 1 | Escritorio Ilum | 20 | Escritorio Equip | 0 | 0 | Sample Schedule | Sample Schedule | Air Change | 0.05 | 0.05 | 0.05 | Floor Above Cond Space | 0 | 0.568 | 0 | 0 | 0 | 0.568 | 0 | 0 | 23.9 | 35 | 23.9 | 12.8 | 0 | 2.839 | 23.9 | 35 | 23.9 | 12.8 | 0 | 2.839 | 23.9 | 35 | 23.9 | 12.8 | N | 21.72 | Paredes Exteriores | Sample Window Assembly |  | Sample Window Assembly |  |  |  | E | 1.04 | Paredes Exteriores | Sample Window Assembly |  | Sample Window Assembly |  |  |  |  | 0 | Default Wall Assembly | Sample Window Assembly |  | Sample Window Assembly |  |  |  |  | 0 | Default Wall Assembly | Sample Window Assembly |  | Sample Window Assembly |  |  |  |  | 0 | Default Wall Assembly | Sample Window Assembly |  | Sample Window Assembly |  |  |  |  | 0 | Default Wall Assembly | Sample Window Assembly |  | Sample Window Assembly |  |  |  |  | 0 | Default Wall Assembly | Sample Window Assembly |  | Sample Window Assembly |  |  |  |  | 0 | Default Wall Assembly | Sample Window Assembly |  | Sample Window Assembly |  |  |  |  | 0 |  | Default Roof Assembly |  |  |  | 0 |  | Default Roof Assembly |  |  |  | 0 |  | Default Roof Assembly |  |  |  | 0 |  | Default Roof Assembly
| DIFF | [7 empty] | None -> office work | [12 empty] | None -> sample schedule | None -> sample schedule |  |  |  |  | None -> floor above cond space |  | None -> 0.57 |  |  |  | None -> 0.57 |  |  | None -> 23.9 | None -> 35.0 | None -> 23.9 | None -> 12.8 |  | None -> 2.84 | None -> 23.9 | None -> 35.0 | None -> 23.9 | None -> 12.8 |  | None -> 2.84 | None -> 23.9 | None -> 35.0 | None -> 23.9 | None -> 12.8 |  |  | parede exterior -> paredes exteriores | None -> sample window assembly |  | None -> sample window assembly | [5 empty] | parede exterior -> paredes exteriores | None -> sample window assembly |  | None -> sample window assembly | [5 empty] | None -> default wall assembly | None -> sample window assembly |  | None -> sample window assembly | [5 empty] | None -> default wall assembly | None -> sample window assembly |  | None -> sample window assembly | [5 empty] | None -> default wall assembly | None -> sample window assembly |  | None -> sample window assembly | [5 empty] | None -> default wall assembly | None -> sample window assembly |  | None -> sample window assembly | [5 empty] | None -> default wall assembly | None -> sample window assembly |  | None -> sample window assembly | [5 empty] | None -> default wall assembly | None -> sample window assembly |  | None -> sample window assembly | [6 empty] | None -> default roof assembly | [5 empty] | None -> default roof assembly | [5 empty] | None -> default roof assembly | [5 empty] | None -> default roof assembly
N07_001_Area_15 | ORIGINAL | N07_001_Area_15 | 281.1528 | 2.6 | 200 | 235 | L/s | 4 | Office Work | 70 | 45 | Escritorio Ocup |  | 3374 | Recessed Unvented | 1 | Escritorio Ilum | 15 | Escritorio Equip |  |  |  |  | Air Change | 0.3 | 0.3 | 0.3 | [25 empty] | S | 43.5823 | Parede Exterior | V07_H07001Area_S | 1 |  |  |  |  | W | 63.3689 | Parede Exterior | V07_H07001Area_W | 1 |  |  |  |  | N | 21.7235 | Parede Exterior | V07_H07001Area_N | 1 |  |  |  |  | E | 8.6152 | Parede Exterior | V07_H07001Area_E | 1
N07_001_Area_15 | EXTRAIDO | N07_001_Area_15 | 281.15 | 2.6 | 200 | 235 | L/s | 4 | Office Work | 70 | 45 | Escritorio Ocup | 0 | 3374 | Recessed Unvented | 1 | Escritorio Ilum | 15 | Escritorio Equip | 0 | 0 | Sample Schedule | Sample Schedule | Air Change | 0.3 | 0.3 | 0.3 | Floor Above Cond Space | 0 | 0.568 | 0 | 0 | 0 | 0.568 | 0 | 0 | 23.9 | 35 | 23.9 | 12.8 | 0 | 2.839 | 23.9 | 35 | 23.9 | 12.8 | 0 | 2.839 | 23.9 | 35 | 23.9 | 12.8 | S | 43.58 | Paredes Exteriores | V07_H07001Area_S | 1 | Sample Window Assembly |  |  |  | W | 63.37 | Paredes Exteriores | V07_H07001Area_W | 1 | Sample Window Assembly |  |  |  | N | 21.72 | Paredes Exteriores | V07_H07001Area_N | 1 | Sample Window Assembly |  |  |  | E | 8.62 | Paredes Exteriores | V07_H07001Area_E | 1 | Sample Window Assembly |  |  |  |  | 0 | Default Wall Assembly | Sample Window Assembly |  | Sample Window Assembly |  |  |  |  | 0 | Default Wall Assembly | Sample Window Assembly |  | Sample Window Assembly |  |  |  |  | 0 | Default Wall Assembly | Sample Window Assembly |  | Sample Window Assembly |  |  |  |  | 0 | Default Wall Assembly | Sample Window Assembly |  | Sample Window Assembly |  |  |  |  | 0 |  | Default Roof Assembly |  |  |  | 0 |  | Default Roof Assembly |  |  |  | 0 |  | Default Roof Assembly |  |  |  | 0 |  | Default Roof Assembly
| DIFF | [20 empty] | None -> sample schedule | None -> sample schedule |  |  |  |  | None -> floor above cond space |  | None -> 0.57 |  |  |  | None -> 0.57 |  |  | None -> 23.9 | None -> 35.0 | None -> 23.9 | None -> 12.8 |  | None -> 2.84 | None -> 23.9 | None -> 35.0 | None -> 23.9 | None -> 12.8 |  | None -> 2.84 | None -> 23.9 | None -> 35.0 | None -> 23.9 | None -> 12.8 |  |  | parede exterior -> paredes exteriores |  |  | None -> sample window assembly | [5 empty] | parede exterior -> paredes exteriores |  |  | None -> sample window assembly | [5 empty] | parede exterior -> paredes exteriores |  |  | None -> sample window assembly | [5 empty] | parede exterior -> paredes exteriores |  |  | None -> sample window assembly | [5 empty] | None -> default wall assembly | None -> sample window assembly |  | None -> sample window assembly | [5 empty] | None -> default wall assembly | None -> sample window assembly |  | None -> sample window assembly | [5 empty] | None -> default wall assembly | None -> sample window assembly |  | None -> sample window assembly | [5 empty] | None -> default wall assembly | None -> sample window assembly |  | None -> sample window assembly | [6 empty] | None -> default roof assembly | [5 empty] | None -> default roof assembly | [5 empty] | None -> default roof assembly | [5 empty] | None -> default roof assembly
N07_002_Caixa_de_escadas | ORIGINAL | N07_002_Caixa_de_escadas | 21.4131 | 2.6 | 200 | 19 | L/s |  |  |  |  | Escritorio Ocup |  | 107 | Recessed Unvented | 1 | Escritorio Ilum | 0 | Escritorio Equip |  |  |  |  | Air Change | 0.05 | 0.05 | 0.05 | [19 empty] | 6 | 0.5 | 30.4 | 31.7 | 7.8 | 4.8 | S | 3.7066 | Parede Exterior | [6 empty] | E | 8.5803 | Parede Exterior
N07_002_Caixa_de_escadas | EXTRAIDO | N07_002_Caixa_de_escadas | 21.41 | 2.6 | 200 | 19 | L/s | 0 | Office Work | 0 | 0 | Escritorio Ocup | 0 | 107 | Recessed Unvented | 1 | Escritorio Ilum | 0 | Escritorio Equip | 0 | 0 | Sample Schedule | Sample Schedule | Air Change | 0.05 | 0.05 | 0.05 | Floor Above Cond Space | 0 | 0.568 | 0 | 0 | 0 | 0.568 | 0 | 0 | 23.9 | 35 | 23.9 | 12.8 | 0 | 2.839 | 23.9 | 35 | 23.9 | 12.8 | 6 | 0.5 | 30.4 | 31.7 | 7.8 | 4.8 | S | 3.71 | Paredes Exteriores | Sample Window Assembly |  | Sample Window Assembly |  |  |  | E | 8.58 | Paredes Exteriores | Sample Window Assembly |  | Sample Window Assembly |  |  |  |  | 0 | Default Wall Assembly | Sample Window Assembly |  | Sample Window Assembly |  |  |  |  | 0 | Default Wall Assembly | Sample Window Assembly |  | Sample Window Assembly |  |  |  |  | 0 | Default Wall Assembly | Sample Window Assembly |  | Sample Window Assembly |  |  |  |  | 0 | Default Wall Assembly | Sample Window Assembly |  | Sample Window Assembly |  |  |  |  | 0 | Default Wall Assembly | Sample Window Assembly |  | Sample Window Assembly |  |  |  |  | 0 | Default Wall Assembly | Sample Window Assembly |  | Sample Window Assembly |  |  |  |  | 0 |  | Default Roof Assembly |  |  |  | 0 |  | Default Roof Assembly |  |  |  | 0 |  | Default Roof Assembly |  |  |  | 0 |  | Default Roof Assembly
| DIFF | [7 empty] | None -> office work | [12 empty] | None -> sample schedule | None -> sample schedule |  |  |  |  | None -> floor above cond space |  | None -> 0.57 |  |  |  | None -> 0.57 |  |  | None -> 23.9 | None -> 35.0 | None -> 23.9 | None -> 12.8 |  | None -> 2.84 | None -> 23.9 | None -> 35.0 | None -> 23.9 | None -> 12.8 | [8 empty] | parede exterior -> paredes exteriores | None -> sample window assembly |  | None -> sample window assembly | [5 empty] | parede exterior -> paredes exteriores | None -> sample window assembly |  | None -> sample window assembly | [5 empty] | None -> default wall assembly | None -> sample window assembly |  | None -> sample window assembly | [5 empty] | None -> default wall assembly | None -> sample window assembly |  | None -> sample window assembly | [5 empty] | None -> default wall assembly | None -> sample window assembly |  | None -> sample window assembly | [5 empty] | None -> default wall assembly | None -> sample window assembly |  | None -> sample window assembly | [5 empty] | None -> default wall assembly | None -> sample window assembly |  | None -> sample window assembly | [5 empty] | None -> default wall assembly | None -> sample window assembly |  | None -> sample window assembly | [6 empty] | None -> default roof assembly | [5 empty] | None -> default roof assembly | [5 empty] | None -> default roof assembly | [5 empty] | None -> default roof assembly
N07_003_Caixa_de_escadas | ORIGINAL | N07_003_Caixa_de_escadas | 20.191 | 2.6 | 200 | 17 | L/s |  |  |  |  | Escritorio Ocup |  | 101 | Recessed Unvented | 1 | Escritorio Ilum | 0 | Escritorio Equip |  |  |  |  | Air Change | 0.05 | 0.05 | 0.05 | [19 empty] | 12.8 | 0.5 | 30.4 | 31.7 | 7.8 | 4.8 | E | 13.0312 | Parede Exterior
N07_003_Caixa_de_escadas | EXTRAIDO | N07_003_Caixa_de_escadas | 20.19 | 2.6 | 200 | 17 | L/s | 0 | Office Work | 0 | 0 | Escritorio Ocup | 0 | 101 | Recessed Unvented | 1 | Escritorio Ilum | 0 | Escritorio Equip | 0 | 0 | Sample Schedule | Sample Schedule | Air Change | 0.05 | 0.05 | 0.05 | Floor Above Cond Space | 0 | 0.568 | 0 | 0 | 0 | 0.568 | 0 | 0 | 23.9 | 35 | 23.9 | 12.8 | 0 | 2.839 | 23.9 | 35 | 23.9 | 12.8 | 12.8 | 0.5 | 30.4 | 31.7 | 7.8 | 4.8 | E | 13.03 | Paredes Exteriores | Sample Window Assembly |  | Sample Window Assembly |  |  |  |  | 0 | Default Wall Assembly | Sample Window Assembly |  | Sample Window Assembly |  |  |  |  | 0 | Default Wall Assembly | Sample Window Assembly |  | Sample Window Assembly |  |  |  |  | 0 | Default Wall Assembly | Sample Window Assembly |  | Sample Window Assembly |  |  |  |  | 0 | Default Wall Assembly | Sample Window Assembly |  | Sample Window Assembly |  |  |  |  | 0 | Default Wall Assembly | Sample Window Assembly |  | Sample Window Assembly |  |  |  |  | 0 | Default Wall Assembly | Sample Window Assembly |  | Sample Window Assembly |  |  |  |  | 0 | Default Wall Assembly | Sample Window Assembly |  | Sample Window Assembly |  |  |  |  | 0 |  | Default Roof Assembly |  |  |  | 0 |  | Default Roof Assembly |  |  |  | 0 |  | Default Roof Assembly |  |  |  | 0 |  | Default Roof Assembly
| DIFF | [7 empty] | None -> office work | [12 empty] | None -> sample schedule | None -> sample schedule |  |  |  |  | None -> floor above cond space |  | None -> 0.57 |  |  |  | None -> 0.57 |  |  | None -> 23.9 | None -> 35.0 | None -> 23.9 | None -> 12.8 |  | None -> 2.84 | None -> 23.9 | None -> 35.0 | None -> 23.9 | None -> 12.8 | [8 empty] | parede exterior -> paredes exteriores | None -> sample window assembly |  | None -> sample window assembly | [5 empty] | None -> default wall assembly | None -> sample window assembly |  | None -> sample window assembly | [5 empty] | None -> default wall assembly | None -> sample window assembly |  | None -> sample window assembly | [5 empty] | None -> default wall assembly | None -> sample window assembly |  | None -> sample window assembly | [5 empty] | None -> default wall assembly | None -> sample window assembly |  | None -> sample window assembly | [5 empty] | None -> default wall assembly | None -> sample window assembly |  | None -> sample window assembly | [5 empty] | None -> default wall assembly | None -> sample window assembly |  | None -> sample window assembly | [5 empty] | None -> default wall assembly | None -> sample window assembly |  | None -> sample window assembly | [6 empty] | None -> default roof assembly | [5 empty] | None -> default roof assembly | [5 empty] | None -> default roof assembly | [5 empty] | None -> default roof assembly
N07_004_Circulacao | ORIGINAL | N07_004_Circulacao | 18.743 | 2.6 | 200 | 16 | L/s |  |  |  |  | Escritorio Ocup |  | 150 | Recessed Unvented | 1 | Escritorio Ilum | 0 | Escritorio Equip |  |  |  |  | Air Change | 0.05 | 0.05 | 0.05 | [19 empty] | 17.4 | 0.5 | 30.4 | 31.7 | 7.8 | 4.8
N07_004_Circulacao | EXTRAIDO | N07_004_Circulacao | 18.74 | 2.6 | 200 | 16 | L/s | 0 | Office Work | 0 | 0 | Escritorio Ocup | 0 | 150 | Recessed Unvented | 1 | Escritorio Ilum | 0 | Escritorio Equip | 0 | 0 | Sample Schedule | Sample Schedule | Air Change | 0.05 | 0.05 | 0.05 | Floor Above Cond Space | 0 | 0.568 | 0 | 0 | 0 | 0.568 | 0 | 0 | 23.9 | 35 | 23.9 | 12.8 | 0 | 2.839 | 23.9 | 35 | 23.9 | 12.8 | 17.4 | 0.5 | 30.4 | 31.7 | 7.8 | 4.8 |  | 0 | Default Wall Assembly | Sample Window Assembly |  | Sample Window Assembly |  |  |  |  | 0 | Default Wall Assembly | Sample Window Assembly |  | Sample Window Assembly |  |  |  |  | 0 | Default Wall Assembly | Sample Window Assembly |  | Sample Window Assembly |  |  |  |  | 0 | Default Wall Assembly | Sample Window Assembly |  | Sample Window Assembly |  |  |  |  | 0 | Default Wall Assembly | Sample Window Assembly |  | Sample Window Assembly |  |  |  |  | 0 | Default Wall Assembly | Sample Window Assembly |  | Sample Window Assembly |  |  |  |  | 0 | Default Wall Assembly | Sample Window Assembly |  | Sample Window Assembly |  |  |  |  | 0 | Default Wall Assembly | Sample Window Assembly |  | Sample Window Assembly |  |  |  |  | 0 |  | Default Roof Assembly |  |  |  | 0 |  | Default Roof Assembly |  |  |  | 0 |  | Default Roof Assembly |  |  |  | 0 |  | Default Roof Assembly
| DIFF | [7 empty] | None -> office work | [12 empty] | None -> sample schedule | None -> sample schedule |  |  |  |  | None -> floor above cond space |  | None -> 0.57 |  |  |  | None -> 0.57 |  |  | None -> 23.9 | None -> 35.0 | None -> 23.9 | None -> 12.8 |  | None -> 2.84 | None -> 23.9 | None -> 35.0 | None -> 23.9 | None -> 12.8 | [8 empty] | None -> default wall assembly | None -> sample window assembly |  | None -> sample window assembly | [5 empty] | None -> default wall assembly | None -> sample window assembly |  | None -> sample window assembly | [5 empty] | None -> default wall assembly | None -> sample window assembly |  | None -> sample window assembly | [5 empty] | None -> default wall assembly | None -> sample window assembly |  | None -> sample window assembly | [5 empty] | None -> default wall assembly | None -> sample window assembly |  | None -> sample window assembly | [5 empty] | None -> default wall assembly | None -> sample window assembly |  | None -> sample window assembly | [5 empty] | None -> default wall assembly | None -> sample window assembly |  | None -> sample window assembly | [5 empty] | None -> default wall assembly | None -> sample window assembly |  | None -> sample window assembly | [6 empty] | None -> default roof assembly | [5 empty] | None -> default roof assembly | [5 empty] | None -> default roof assembly | [5 empty] | None -> default roof assembly
N07_005_IS | ORIGINAL | N07_005_IS | 20.9801 | 2.6 | 200 | 18 | L/s |  |  |  |  | Escritorio Ocup |  | 168 | Recessed Unvented | 1 | Escritorio Ilum | 5 | Escritorio Equip |  |  |  |  | Air Change | 0.05 | 0.05 | 0.05
N07_005_IS | EXTRAIDO | N07_005_IS | 20.98 | 2.6 | 200 | 18 | L/s | 0 | Office Work | 0 | 0 | Escritorio Ocup | 0 | 168 | Recessed Unvented | 1 | Escritorio Ilum | 5 | Escritorio Equip | 0 | 0 | Sample Schedule | Sample Schedule | Air Change | 0.05 | 0.05 | 0.05 | Floor Above Cond Space | 0 | 0.568 | 0 | 0 | 0 | 0.568 | 0 | 0 | 23.9 | 35 | 23.9 | 12.8 | 0 | 2.839 | 23.9 | 35 | 23.9 | 12.8 | 0 | 2.839 | 23.9 | 35 | 23.9 | 12.8 |  | 0 | Default Wall Assembly | Sample Window Assembly |  | Sample Window Assembly |  |  |  |  | 0 | Default Wall Assembly | Sample Window Assembly |  | Sample Window Assembly |  |  |  |  | 0 | Default Wall Assembly | Sample Window Assembly |  | Sample Window Assembly |  |  |  |  | 0 | Default Wall Assembly | Sample Window Assembly |  | Sample Window Assembly |  |  |  |  | 0 | Default Wall Assembly | Sample Window Assembly |  | Sample Window Assembly |  |  |  |  | 0 | Default Wall Assembly | Sample Window Assembly |  | Sample Window Assembly |  |  |  |  | 0 | Default Wall Assembly | Sample Window Assembly |  | Sample Window Assembly |  |  |  |  | 0 | Default Wall Assembly | Sample Window Assembly |  | Sample Window Assembly |  |  |  |  | 0 |  | Default Roof Assembly |  |  |  | 0 |  | Default Roof Assembly |  |  |  | 0 |  | Default Roof Assembly |  |  |  | 0 |  | Default Roof Assembly
| DIFF | [7 empty] | None -> office work | [12 empty] | None -> sample schedule | None -> sample schedule |  |  |  |  | None -> floor above cond space |  | None -> 0.57 |  |  |  | None -> 0.57 |  |  | None -> 23.9 | None -> 35.0 | None -> 23.9 | None -> 12.8 |  | None -> 2.84 | None -> 23.9 | None -> 35.0 | None -> 23.9 | None -> 12.8 |  | None -> 2.84 | None -> 23.9 | None -> 35.0 | None -> 23.9 | None -> 12.8 |  |  | None -> default wall assembly | None -> sample window assembly |  | None -> sample window assembly | [5 empty] | None -> default wall assembly | None -> sample window assembly |  | None -> sample window assembly | [5 empty] | None -> default wall assembly | None -> sample window assembly |  | None -> sample window assembly | [5 empty] | None -> default wall assembly | None -> sample window assembly |  | None -> sample window assembly | [5 empty] | None -> default wall assembly | None -> sample window assembly |  | None -> sample window assembly | [5 empty] | None -> default wall assembly | None -> sample window assembly |  | None -> sample window assembly | [5 empty] | None -> default wall assembly | None -> sample window assembly |  | None -> sample window assembly | [5 empty] | None -> default wall assembly | None -> sample window assembly |  | None -> sample window assembly | [6 empty] | None -> default roof assembly | [5 empty] | None -> default roof assembly | [5 empty] | None -> default roof assembly | [5 empty] | None -> default roof assembly
N07_006_Zonas_tecnicas_E | ORIGINAL | N07_006_Zonas_tecnicas_E | 25.606 | 2.6 | 200 | 22 | L/s |  |  |  |  | Sample Schedule |  | 128 | Recessed Unvented | 1 | Sample Schedule | 5 | Sample Schedule |  |  |  |  | Air Change | 0.05 | 0.05 | 0.05
N07_006_Zonas_tecnicas_E | EXTRAIDO | N07_006_Zonas_tecnicas_E | 25.61 | 2.6 | 200 | 22 | L/s | 0 | Office Work | 0 | 0 | Sample Schedule | 0 | 128 | Recessed Unvented | 1 | Sample Schedule | 5 | Sample Schedule | 0 | 0 | Sample Schedule | Sample Schedule | Air Change | 0.05 | 0.05 | 0.05 | Floor Above Cond Space | 0 | 0.568 | 0 | 0 | 0 | 0.568 | 0 | 0 | 23.9 | 35 | 23.9 | 12.8 | 0 | 2.839 | 23.9 | 35 | 23.9 | 12.8 | 0 | 2.839 | 23.9 | 35 | 23.9 | 12.8 |  | 0 | Default Wall Assembly | Sample Window Assembly |  | Sample Window Assembly |  |  |  |  | 0 | Default Wall Assembly | Sample Window Assembly |  | Sample Window Assembly |  |  |  |  | 0 | Default Wall Assembly | Sample Window Assembly |  | Sample Window Assembly |  |  |  |  | 0 | Default Wall Assembly | Sample Window Assembly |  | Sample Window Assembly |  |  |  |  | 0 | Default Wall Assembly | Sample Window Assembly |  | Sample Window Assembly |  |  |  |  | 0 | Default Wall Assembly | Sample Window Assembly |  | Sample Window Assembly |  |  |  |  | 0 | Default Wall Assembly | Sample Window Assembly |  | Sample Window Assembly |  |  |  |  | 0 | Default Wall Assembly | Sample Window Assembly |  | Sample Window Assembly |  |  |  |  | 0 |  | Default Roof Assembly |  |  |  | 0 |  | Default Roof Assembly |  |  |  | 0 |  | Default Roof Assembly |  |  |  | 0 |  | Default Roof Assembly
| DIFF | [7 empty] | None -> office work | [12 empty] | None -> sample schedule | None -> sample schedule |  |  |  |  | None -> floor above cond space |  | None -> 0.57 |  |  |  | None -> 0.57 |  |  | None -> 23.9 | None -> 35.0 | None -> 23.9 | None -> 12.8 |  | None -> 2.84 | None -> 23.9 | None -> 35.0 | None -> 23.9 | None -> 12.8 |  | None -> 2.84 | None -> 23.9 | None -> 35.0 | None -> 23.9 | None -> 12.8 |  |  | None -> default wall assembly | None -> sample window assembly |  | None -> sample window assembly | [5 empty] | None -> default wall assembly | None -> sample window assembly |  | None -> sample window assembly | [5 empty] | None -> default wall assembly | None -> sample window assembly |  | None -> sample window assembly | [5 empty] | None -> default wall assembly | None -> sample window assembly |  | None -> sample window assembly | [5 empty] | None -> default wall assembly | None -> sample window assembly |  | None -> sample window assembly | [5 empty] | None -> default wall assembly | None -> sample window assembly |  | None -> sample window assembly | [5 empty] | None -> default wall assembly | None -> sample window assembly |  | None -> sample window assembly | [5 empty] | None -> default wall assembly | None -> sample window assembly |  | None -> sample window assembly | [6 empty] | None -> default roof assembly | [5 empty] | None -> default roof assembly | [5 empty] | None -> default roof assembly | [5 empty] | None -> default roof assembly
N07_007_Copa | ORIGINAL | N07_007_Copa | 22.8029 | 2.6 | 200 | 20 | L/s |  |  |  |  | Escritorio Ocup |  | 228 | Recessed Unvented | 1 | Escritorio Ilum | 20 | Escritorio Equip |  |  |  |  | Air Change | 0.05 | 0.05 | 0.05 | [25 empty] | N | 21.7158 | Parede Exterior | [6 empty] | E | 1.0407 | Parede Exterior
N07_007_Copa | EXTRAIDO | N07_007_Copa | 22.8 | 2.6 | 200 | 20 | L/s | 0 | Office Work | 0 | 0 | Escritorio Ocup | 0 | 228 | Recessed Unvented | 1 | Escritorio Ilum | 20 | Escritorio Equip | 0 | 0 | Sample Schedule | Sample Schedule | Air Change | 0.05 | 0.05 | 0.05 | Floor Above Cond Space | 0 | 0.568 | 0 | 0 | 0 | 0.568 | 0 | 0 | 23.9 | 35 | 23.9 | 12.8 | 0 | 2.839 | 23.9 | 35 | 23.9 | 12.8 | 0 | 2.839 | 23.9 | 35 | 23.9 | 12.8 | N | 21.72 | Paredes Exteriores | Sample Window Assembly |  | Sample Window Assembly |  |  |  | E | 1.04 | Paredes Exteriores | Sample Window Assembly |  | Sample Window Assembly |  |  |  |  | 0 | Default Wall Assembly | Sample Window Assembly |  | Sample Window Assembly |  |  |  |  | 0 | Default Wall Assembly | Sample Window Assembly |  | Sample Window Assembly |  |  |  |  | 0 | Default Wall Assembly | Sample Window Assembly |  | Sample Window Assembly |  |  |  |  | 0 | Default Wall Assembly | Sample Window Assembly |  | Sample Window Assembly |  |  |  |  | 0 | Default Wall Assembly | Sample Window Assembly |  | Sample Window Assembly |  |  |  |  | 0 | Default Wall Assembly | Sample Window Assembly |  | Sample Window Assembly |  |  |  |  | 0 |  | Default Roof Assembly |  |  |  | 0 |  | Default Roof Assembly |  |  |  | 0 |  | Default Roof Assembly |  |  |  | 0 |  | Default Roof Assembly
| DIFF | [7 empty] | None -> office work | [12 empty] | None -> sample schedule | None -> sample schedule |  |  |  |  | None -> floor above cond space |  | None -> 0.57 |  |  |  | None -> 0.57 |  |  | None -> 23.9 | None -> 35.0 | None -> 23.9 | None -> 12.8 |  | None -> 2.84 | None -> 23.9 | None -> 35.0 | None -> 23.9 | None -> 12.8 |  | None -> 2.84 | None -> 23.9 | None -> 35.0 | None -> 23.9 | None -> 12.8 |  |  | parede exterior -> paredes exteriores | None -> sample window assembly |  | None -> sample window assembly | [5 empty] | parede exterior -> paredes exteriores | None -> sample window assembly |  | None -> sample window assembly | [5 empty] | None -> default wall assembly | None -> sample window assembly |  | None -> sample window assembly | [5 empty] | None -> default wall assembly | None -> sample window assembly |  | None -> sample window assembly | [5 empty] | None -> default wall assembly | None -> sample window assembly |  | None -> sample window assembly | [5 empty] | None -> default wall assembly | None -> sample window assembly |  | None -> sample window assembly | [5 empty] | None -> default wall assembly | None -> sample window assembly |  | None -> sample window assembly | [5 empty] | None -> default wall assembly | None -> sample window assembly |  | None -> sample window assembly | [6 empty] | None -> default roof assembly | [5 empty] | None -> default roof assembly | [5 empty] | None -> default roof assembly | [5 empty] | None -> default roof assembly
O08_001_Area_15 | ORIGINAL | O08_001_Area_15 | 281.1528 | 2.6 | 200 | 235 | L/s | 4 | Office Work | 70 | 45 | Escritorio Ocup |  | 3374 | Recessed Unvented | 1 | Escritorio Ilum | 15 | Escritorio Equip |  |  |  |  | Air Change | 0.3 | 0.3 | 0.3 | [25 empty] | S | 43.5823 | Parede Exterior | V08_I08001Area_S | 1 |  |  |  |  | W | 63.3689 | Parede Exterior | V08_I08001Area_W | 1 |  |  |  |  | N | 21.7235 | Parede Exterior | V08_I08001Area_N | 1 |  |  |  |  | E | 8.6152 | Parede Exterior | V08_I08001Area_E | 1
O08_001_Area_15 | EXTRAIDO | O08_001_Area_15 | 281.15 | 2.6 | 200 | 235 | L/s | 4 | Office Work | 70 | 45 | Escritorio Ocup | 0 | 3374 | Recessed Unvented | 1 | Escritorio Ilum | 15 | Escritorio Equip | 0 | 0 | Sample Schedule | Sample Schedule | Air Change | 0.3 | 0.3 | 0.3 | Floor Above Cond Space | 0 | 0.568 | 0 | 0 | 0 | 0.568 | 0 | 0 | 23.9 | 35 | 23.9 | 12.8 | 0 | 2.839 | 23.9 | 35 | 23.9 | 12.8 | 0 | 2.839 | 23.9 | 35 | 23.9 | 12.8 | S | 43.58 | Paredes Exteriores | V08_I08001Area_S | 1 | Sample Window Assembly |  |  |  | W | 63.37 | Paredes Exteriores | V08_I08001Area_W | 1 | Sample Window Assembly |  |  |  | N | 21.72 | Paredes Exteriores | V08_I08001Area_N | 1 | Sample Window Assembly |  |  |  | E | 8.62 | Paredes Exteriores | V08_I08001Area_E | 1 | Sample Window Assembly |  |  |  |  | 0 | Default Wall Assembly | Sample Window Assembly |  | Sample Window Assembly |  |  |  |  | 0 | Default Wall Assembly | Sample Window Assembly |  | Sample Window Assembly |  |  |  |  | 0 | Default Wall Assembly | Sample Window Assembly |  | Sample Window Assembly |  |  |  |  | 0 | Default Wall Assembly | Sample Window Assembly |  | Sample Window Assembly |  |  |  |  | 0 |  | Default Roof Assembly |  |  |  | 0 |  | Default Roof Assembly |  |  |  | 0 |  | Default Roof Assembly |  |  |  | 0 |  | Default Roof Assembly
| DIFF | [20 empty] | None -> sample schedule | None -> sample schedule |  |  |  |  | None -> floor above cond space |  | None -> 0.57 |  |  |  | None -> 0.57 |  |  | None -> 23.9 | None -> 35.0 | None -> 23.9 | None -> 12.8 |  | None -> 2.84 | None -> 23.9 | None -> 35.0 | None -> 23.9 | None -> 12.8 |  | None -> 2.84 | None -> 23.9 | None -> 35.0 | None -> 23.9 | None -> 12.8 |  |  | parede exterior -> paredes exteriores |  |  | None -> sample window assembly | [5 empty] | parede exterior -> paredes exteriores |  |  | None -> sample window assembly | [5 empty] | parede exterior -> paredes exteriores |  |  | None -> sample window assembly | [5 empty] | parede exterior -> paredes exteriores |  |  | None -> sample window assembly | [5 empty] | None -> default wall assembly | None -> sample window assembly |  | None -> sample window assembly | [5 empty] | None -> default wall assembly | None -> sample window assembly |  | None -> sample window assembly | [5 empty] | None -> default wall assembly | None -> sample window assembly |  | None -> sample window assembly | [5 empty] | None -> default wall assembly | None -> sample window assembly |  | None -> sample window assembly | [6 empty] | None -> default roof assembly | [5 empty] | None -> default roof assembly | [5 empty] | None -> default roof assembly | [5 empty] | None -> default roof assembly
O08_002_Caixa_de_escadas | ORIGINAL | O08_002_Caixa_de_escadas | 21.417 | 2.6 | 200 | 19 | L/s |  |  |  |  | Escritorio Ocup |  | 107 | Recessed Unvented | 1 | Escritorio Ilum | 0 | Escritorio Equip |  |  |  |  | Air Change | 0.05 | 0.05 | 0.05 | [19 empty] | 6 | 0.5 | 30.4 | 31.7 | 7.8 | 4.8 | S | 3.5786 | Parede Exterior | [6 empty] | E | 8.5803 | Parede Exterior
O08_002_Caixa_de_escadas | EXTRAIDO | O08_002_Caixa_de_escadas | 21.42 | 2.6 | 200 | 19 | L/s | 0 | Office Work | 0 | 0 | Escritorio Ocup | 0 | 107 | Recessed Unvented | 1 | Escritorio Ilum | 0 | Escritorio Equip | 0 | 0 | Sample Schedule | Sample Schedule | Air Change | 0.05 | 0.05 | 0.05 | Floor Above Cond Space | 0 | 0.568 | 0 | 0 | 0 | 0.568 | 0 | 0 | 23.9 | 35 | 23.9 | 12.8 | 0 | 2.839 | 23.9 | 35 | 23.9 | 12.8 | 6 | 0.5 | 30.4 | 31.7 | 7.8 | 4.8 | S | 3.58 | Paredes Exteriores | Sample Window Assembly |  | Sample Window Assembly |  |  |  | E | 8.58 | Paredes Exteriores | Sample Window Assembly |  | Sample Window Assembly |  |  |  |  | 0 | Default Wall Assembly | Sample Window Assembly |  | Sample Window Assembly |  |  |  |  | 0 | Default Wall Assembly | Sample Window Assembly |  | Sample Window Assembly |  |  |  |  | 0 | Default Wall Assembly | Sample Window Assembly |  | Sample Window Assembly |  |  |  |  | 0 | Default Wall Assembly | Sample Window Assembly |  | Sample Window Assembly |  |  |  |  | 0 | Default Wall Assembly | Sample Window Assembly |  | Sample Window Assembly |  |  |  |  | 0 | Default Wall Assembly | Sample Window Assembly |  | Sample Window Assembly |  |  |  |  | 0 |  | Default Roof Assembly |  |  |  | 0 |  | Default Roof Assembly |  |  |  | 0 |  | Default Roof Assembly |  |  |  | 0 |  | Default Roof Assembly
| DIFF | [7 empty] | None -> office work | [12 empty] | None -> sample schedule | None -> sample schedule |  |  |  |  | None -> floor above cond space |  | None -> 0.57 |  |  |  | None -> 0.57 |  |  | None -> 23.9 | None -> 35.0 | None -> 23.9 | None -> 12.8 |  | None -> 2.84 | None -> 23.9 | None -> 35.0 | None -> 23.9 | None -> 12.8 | [8 empty] | parede exterior -> paredes exteriores | None -> sample window assembly |  | None -> sample window assembly | [5 empty] | parede exterior -> paredes exteriores | None -> sample window assembly |  | None -> sample window assembly | [5 empty] | None -> default wall assembly | None -> sample window assembly |  | None -> sample window assembly | [5 empty] | None -> default wall assembly | None -> sample window assembly |  | None -> sample window assembly | [5 empty] | None -> default wall assembly | None -> sample window assembly |  | None -> sample window assembly | [5 empty] | None -> default wall assembly | None -> sample window assembly |  | None -> sample window assembly | [5 empty] | None -> default wall assembly | None -> sample window assembly |  | None -> sample window assembly | [5 empty] | None -> default wall assembly | None -> sample window assembly |  | None -> sample window assembly | [6 empty] | None -> default roof assembly | [5 empty] | None -> default roof assembly | [5 empty] | None -> default roof assembly | [5 empty] | None -> default roof assembly
O08_003_Caixa_de_escadas | ORIGINAL | O08_003_Caixa_de_escadas | 20.191 | 2.6 | 200 | 17 | L/s |  |  |  |  | Escritorio Ocup |  | 101 | Recessed Unvented | 1 | Escritorio Ilum | 0 | Escritorio Equip |  |  |  |  | Air Change | 0.05 | 0.05 | 0.05 | [19 empty] | 12.8 | 0.5 | 30.4 | 31.7 | 7.8 | 4.8 | E | 13.0312 | Parede Exterior
O08_003_Caixa_de_escadas | EXTRAIDO | O08_003_Caixa_de_escadas | 20.19 | 2.6 | 200 | 17 | L/s | 0 | Office Work | 0 | 0 | Escritorio Ocup | 0 | 101 | Recessed Unvented | 1 | Escritorio Ilum | 0 | Escritorio Equip | 0 | 0 | Sample Schedule | Sample Schedule | Air Change | 0.05 | 0.05 | 0.05 | Floor Above Cond Space | 0 | 0.568 | 0 | 0 | 0 | 0.568 | 0 | 0 | 23.9 | 35 | 23.9 | 12.8 | 0 | 2.839 | 23.9 | 35 | 23.9 | 12.8 | 12.8 | 0.5 | 30.4 | 31.7 | 7.8 | 4.8 | E | 13.03 | Paredes Exteriores | Sample Window Assembly |  | Sample Window Assembly |  |  |  |  | 0 | Default Wall Assembly | Sample Window Assembly |  | Sample Window Assembly |  |  |  |  | 0 | Default Wall Assembly | Sample Window Assembly |  | Sample Window Assembly |  |  |  |  | 0 | Default Wall Assembly | Sample Window Assembly |  | Sample Window Assembly |  |  |  |  | 0 | Default Wall Assembly | Sample Window Assembly |  | Sample Window Assembly |  |  |  |  | 0 | Default Wall Assembly | Sample Window Assembly |  | Sample Window Assembly |  |  |  |  | 0 | Default Wall Assembly | Sample Window Assembly |  | Sample Window Assembly |  |  |  |  | 0 | Default Wall Assembly | Sample Window Assembly |  | Sample Window Assembly |  |  |  |  | 0 |  | Default Roof Assembly |  |  |  | 0 |  | Default Roof Assembly |  |  |  | 0 |  | Default Roof Assembly |  |  |  | 0 |  | Default Roof Assembly
| DIFF | [7 empty] | None -> office work | [12 empty] | None -> sample schedule | None -> sample schedule |  |  |  |  | None -> floor above cond space |  | None -> 0.57 |  |  |  | None -> 0.57 |  |  | None -> 23.9 | None -> 35.0 | None -> 23.9 | None -> 12.8 |  | None -> 2.84 | None -> 23.9 | None -> 35.0 | None -> 23.9 | None -> 12.8 | [8 empty] | parede exterior -> paredes exteriores | None -> sample window assembly |  | None -> sample window assembly | [5 empty] | None -> default wall assembly | None -> sample window assembly |  | None -> sample window assembly | [5 empty] | None -> default wall assembly | None -> sample window assembly |  | None -> sample window assembly | [5 empty] | None -> default wall assembly | None -> sample window assembly |  | None -> sample window assembly | [5 empty] | None -> default wall assembly | None -> sample window assembly |  | None -> sample window assembly | [5 empty] | None -> default wall assembly | None -> sample window assembly |  | None -> sample window assembly | [5 empty] | None -> default wall assembly | None -> sample window assembly |  | None -> sample window assembly | [5 empty] | None -> default wall assembly | None -> sample window assembly |  | None -> sample window assembly | [6 empty] | None -> default roof assembly | [5 empty] | None -> default roof assembly | [5 empty] | None -> default roof assembly | [5 empty] | None -> default roof assembly
O08_004_Circulacao | ORIGINAL | O08_004_Circulacao | 18.743 | 2.6 | 200 | 16 | L/s |  |  |  |  | Escritorio Ocup |  | 150 | Recessed Unvented | 1 | Escritorio Ilum | 0 | Escritorio Equip |  |  |  |  | Air Change | 0.05 | 0.05 | 0.05 | [19 empty] | 17.4 | 0.5 | 30.4 | 31.7 | 7.8 | 4.8
O08_004_Circulacao | EXTRAIDO | O08_004_Circulacao | 18.74 | 2.6 | 200 | 16 | L/s | 0 | Office Work | 0 | 0 | Escritorio Ocup | 0 | 150 | Recessed Unvented | 1 | Escritorio Ilum | 0 | Escritorio Equip | 0 | 0 | Sample Schedule | Sample Schedule | Air Change | 0.05 | 0.05 | 0.05 | Floor Above Cond Space | 0 | 0.568 | 0 | 0 | 0 | 0.568 | 0 | 0 | 23.9 | 35 | 23.9 | 12.8 | 0 | 2.839 | 23.9 | 35 | 23.9 | 12.8 | 17.4 | 0.5 | 30.4 | 31.7 | 7.8 | 4.8 |  | 0 | Default Wall Assembly | Sample Window Assembly |  | Sample Window Assembly |  |  |  |  | 0 | Default Wall Assembly | Sample Window Assembly |  | Sample Window Assembly |  |  |  |  | 0 | Default Wall Assembly | Sample Window Assembly |  | Sample Window Assembly |  |  |  |  | 0 | Default Wall Assembly | Sample Window Assembly |  | Sample Window Assembly |  |  |  |  | 0 | Default Wall Assembly | Sample Window Assembly |  | Sample Window Assembly |  |  |  |  | 0 | Default Wall Assembly | Sample Window Assembly |  | Sample Window Assembly |  |  |  |  | 0 | Default Wall Assembly | Sample Window Assembly |  | Sample Window Assembly |  |  |  |  | 0 | Default Wall Assembly | Sample Window Assembly |  | Sample Window Assembly |  |  |  |  | 0 |  | Default Roof Assembly |  |  |  | 0 |  | Default Roof Assembly |  |  |  | 0 |  | Default Roof Assembly |  |  |  | 0 |  | Default Roof Assembly
| DIFF | [7 empty] | None -> office work | [12 empty] | None -> sample schedule | None -> sample schedule |  |  |  |  | None -> floor above cond space |  | None -> 0.57 |  |  |  | None -> 0.57 |  |  | None -> 23.9 | None -> 35.0 | None -> 23.9 | None -> 12.8 |  | None -> 2.84 | None -> 23.9 | None -> 35.0 | None -> 23.9 | None -> 12.8 | [8 empty] | None -> default wall assembly | None -> sample window assembly |  | None -> sample window assembly | [5 empty] | None -> default wall assembly | None -> sample window assembly |  | None -> sample window assembly | [5 empty] | None -> default wall assembly | None -> sample window assembly |  | None -> sample window assembly | [5 empty] | None -> default wall assembly | None -> sample window assembly |  | None -> sample window assembly | [5 empty] | None -> default wall assembly | None -> sample window assembly |  | None -> sample window assembly | [5 empty] | None -> default wall assembly | None -> sample window assembly |  | None -> sample window assembly | [5 empty] | None -> default wall assembly | None -> sample window assembly |  | None -> sample window assembly | [5 empty] | None -> default wall assembly | None -> sample window assembly |  | None -> sample window assembly | [6 empty] | None -> default roof assembly | [5 empty] | None -> default roof assembly | [5 empty] | None -> default roof assembly | [5 empty] | None -> default roof assembly
O08_005_IS | ORIGINAL | O08_005_IS | 20.9801 | 2.6 | 200 | 18 | L/s |  |  |  |  | Escritorio Ocup |  | 168 | Recessed Unvented | 1 | Escritorio Ilum | 5 | Escritorio Equip |  |  |  |  | Air Change | 0.05 | 0.05 | 0.05
O08_005_IS | EXTRAIDO | O08_005_IS | 20.98 | 2.6 | 200 | 18 | L/s | 0 | Office Work | 0 | 0 | Escritorio Ocup | 0 | 168 | Recessed Unvented | 1 | Escritorio Ilum | 5 | Escritorio Equip | 0 | 0 | Sample Schedule | Sample Schedule | Air Change | 0.05 | 0.05 | 0.05 | Floor Above Cond Space | 0 | 0.568 | 0 | 0 | 0 | 0.568 | 0 | 0 | 23.9 | 35 | 23.9 | 12.8 | 0 | 2.839 | 23.9 | 35 | 23.9 | 12.8 | 0 | 2.839 | 23.9 | 35 | 23.9 | 12.8 |  | 0 | Default Wall Assembly | Sample Window Assembly |  | Sample Window Assembly |  |  |  |  | 0 | Default Wall Assembly | Sample Window Assembly |  | Sample Window Assembly |  |  |  |  | 0 | Default Wall Assembly | Sample Window Assembly |  | Sample Window Assembly |  |  |  |  | 0 | Default Wall Assembly | Sample Window Assembly |  | Sample Window Assembly |  |  |  |  | 0 | Default Wall Assembly | Sample Window Assembly |  | Sample Window Assembly |  |  |  |  | 0 | Default Wall Assembly | Sample Window Assembly |  | Sample Window Assembly |  |  |  |  | 0 | Default Wall Assembly | Sample Window Assembly |  | Sample Window Assembly |  |  |  |  | 0 | Default Wall Assembly | Sample Window Assembly |  | Sample Window Assembly |  |  |  |  | 0 |  | Default Roof Assembly |  |  |  | 0 |  | Default Roof Assembly |  |  |  | 0 |  | Default Roof Assembly |  |  |  | 0 |  | Default Roof Assembly
| DIFF | [7 empty] | None -> office work | [12 empty] | None -> sample schedule | None -> sample schedule |  |  |  |  | None -> floor above cond space |  | None -> 0.57 |  |  |  | None -> 0.57 |  |  | None -> 23.9 | None -> 35.0 | None -> 23.9 | None -> 12.8 |  | None -> 2.84 | None -> 23.9 | None -> 35.0 | None -> 23.9 | None -> 12.8 |  | None -> 2.84 | None -> 23.9 | None -> 35.0 | None -> 23.9 | None -> 12.8 |  |  | None -> default wall assembly | None -> sample window assembly |  | None -> sample window assembly | [5 empty] | None -> default wall assembly | None -> sample window assembly |  | None -> sample window assembly | [5 empty] | None -> default wall assembly | None -> sample window assembly |  | None -> sample window assembly | [5 empty] | None -> default wall assembly | None -> sample window assembly |  | None -> sample window assembly | [5 empty] | None -> default wall assembly | None -> sample window assembly |  | None -> sample window assembly | [5 empty] | None -> default wall assembly | None -> sample window assembly |  | None -> sample window assembly | [5 empty] | None -> default wall assembly | None -> sample window assembly |  | None -> sample window assembly | [5 empty] | None -> default wall assembly | None -> sample window assembly |  | None -> sample window assembly | [6 empty] | None -> default roof assembly | [5 empty] | None -> default roof assembly | [5 empty] | None -> default roof assembly | [5 empty] | None -> default roof assembly
O08_006_Zonas_tecnicas_E | ORIGINAL | O08_006_Zonas_tecnicas_E | 25.606 | 2.6 | 200 | 22 | L/s |  |  |  |  | Sample Schedule |  | 128 | Recessed Unvented | 1 | Sample Schedule | 5 | Sample Schedule |  |  |  |  | Air Change | 0.05 | 0.05 | 0.05
O08_006_Zonas_tecnicas_E | EXTRAIDO | O08_006_Zonas_tecnicas_E | 25.61 | 2.6 | 200 | 22 | L/s | 0 | Office Work | 0 | 0 | Sample Schedule | 0 | 128 | Recessed Unvented | 1 | Sample Schedule | 5 | Sample Schedule | 0 | 0 | Sample Schedule | Sample Schedule | Air Change | 0.05 | 0.05 | 0.05 | Floor Above Cond Space | 0 | 0.568 | 0 | 0 | 0 | 0.568 | 0 | 0 | 23.9 | 35 | 23.9 | 12.8 | 0 | 2.839 | 23.9 | 35 | 23.9 | 12.8 | 0 | 2.839 | 23.9 | 35 | 23.9 | 12.8 |  | 0 | Default Wall Assembly | Sample Window Assembly |  | Sample Window Assembly |  |  |  |  | 0 | Default Wall Assembly | Sample Window Assembly |  | Sample Window Assembly |  |  |  |  | 0 | Default Wall Assembly | Sample Window Assembly |  | Sample Window Assembly |  |  |  |  | 0 | Default Wall Assembly | Sample Window Assembly |  | Sample Window Assembly |  |  |  |  | 0 | Default Wall Assembly | Sample Window Assembly |  | Sample Window Assembly |  |  |  |  | 0 | Default Wall Assembly | Sample Window Assembly |  | Sample Window Assembly |  |  |  |  | 0 | Default Wall Assembly | Sample Window Assembly |  | Sample Window Assembly |  |  |  |  | 0 | Default Wall Assembly | Sample Window Assembly |  | Sample Window Assembly |  |  |  |  | 0 |  | Default Roof Assembly |  |  |  | 0 |  | Default Roof Assembly |  |  |  | 0 |  | Default Roof Assembly |  |  |  | 0 |  | Default Roof Assembly
| DIFF | [7 empty] | None -> office work | [12 empty] | None -> sample schedule | None -> sample schedule |  |  |  |  | None -> floor above cond space |  | None -> 0.57 |  |  |  | None -> 0.57 |  |  | None -> 23.9 | None -> 35.0 | None -> 23.9 | None -> 12.8 |  | None -> 2.84 | None -> 23.9 | None -> 35.0 | None -> 23.9 | None -> 12.8 |  | None -> 2.84 | None -> 23.9 | None -> 35.0 | None -> 23.9 | None -> 12.8 |  |  | None -> default wall assembly | None -> sample window assembly |  | None -> sample window assembly | [5 empty] | None -> default wall assembly | None -> sample window assembly |  | None -> sample window assembly | [5 empty] | None -> default wall assembly | None -> sample window assembly |  | None -> sample window assembly | [5 empty] | None -> default wall assembly | None -> sample window assembly |  | None -> sample window assembly | [5 empty] | None -> default wall assembly | None -> sample window assembly |  | None -> sample window assembly | [5 empty] | None -> default wall assembly | None -> sample window assembly |  | None -> sample window assembly | [5 empty] | None -> default wall assembly | None -> sample window assembly |  | None -> sample window assembly | [5 empty] | None -> default wall assembly | None -> sample window assembly |  | None -> sample window assembly | [6 empty] | None -> default roof assembly | [5 empty] | None -> default roof assembly | [5 empty] | None -> default roof assembly | [5 empty] | None -> default roof assembly
O08_007_Copa | ORIGINAL | O08_007_Copa | 22.8029 | 2.6 | 200 | 20 | L/s |  |  |  |  | Escritorio Ocup |  | 228 | Recessed Unvented | 1 | Escritorio Ilum | 20 | Escritorio Equip |  |  |  |  | Air Change | 0.05 | 0.05 | 0.05 | [25 empty] | N | 21.7158 | Parede Exterior | [6 empty] | E | 1.0407 | Parede Exterior
O08_007_Copa | EXTRAIDO | O08_007_Copa | 22.8 | 2.6 | 200 | 20 | L/s | 0 | Office Work | 0 | 0 | Escritorio Ocup | 0 | 228 | Recessed Unvented | 1 | Escritorio Ilum | 20 | Escritorio Equip | 0 | 0 | Sample Schedule | Sample Schedule | Air Change | 0.05 | 0.05 | 0.05 | Floor Above Cond Space | 0 | 0.568 | 0 | 0 | 0 | 0.568 | 0 | 0 | 23.9 | 35 | 23.9 | 12.8 | 0 | 2.839 | 23.9 | 35 | 23.9 | 12.8 | 0 | 2.839 | 23.9 | 35 | 23.9 | 12.8 | N | 21.72 | Paredes Exteriores | Sample Window Assembly |  | Sample Window Assembly |  |  |  | E | 1.04 | Paredes Exteriores | Sample Window Assembly |  | Sample Window Assembly |  |  |  |  | 0 | Default Wall Assembly | Sample Window Assembly |  | Sample Window Assembly |  |  |  |  | 0 | Default Wall Assembly | Sample Window Assembly |  | Sample Window Assembly |  |  |  |  | 0 | Default Wall Assembly | Sample Window Assembly |  | Sample Window Assembly |  |  |  |  | 0 | Default Wall Assembly | Sample Window Assembly |  | Sample Window Assembly |  |  |  |  | 0 | Default Wall Assembly | Sample Window Assembly |  | Sample Window Assembly |  |  |  |  | 0 | Default Wall Assembly | Sample Window Assembly |  | Sample Window Assembly |  |  |  |  | 0 |  | Default Roof Assembly |  |  |  | 0 |  | Default Roof Assembly |  |  |  | 0 |  | Default Roof Assembly |  |  |  | 0 |  | Default Roof Assembly
| DIFF | [7 empty] | None -> office work | [12 empty] | None -> sample schedule | None -> sample schedule |  |  |  |  | None -> floor above cond space |  | None -> 0.57 |  |  |  | None -> 0.57 |  |  | None -> 23.9 | None -> 35.0 | None -> 23.9 | None -> 12.8 |  | None -> 2.84 | None -> 23.9 | None -> 35.0 | None -> 23.9 | None -> 12.8 |  | None -> 2.84 | None -> 23.9 | None -> 35.0 | None -> 23.9 | None -> 12.8 |  |  | parede exterior -> paredes exteriores | None -> sample window assembly |  | None -> sample window assembly | [5 empty] | parede exterior -> paredes exteriores | None -> sample window assembly |  | None -> sample window assembly | [5 empty] | None -> default wall assembly | None -> sample window assembly |  | None -> sample window assembly | [5 empty] | None -> default wall assembly | None -> sample window assembly |  | None -> sample window assembly | [5 empty] | None -> default wall assembly | None -> sample window assembly |  | None -> sample window assembly | [5 empty] | None -> default wall assembly | None -> sample window assembly |  | None -> sample window assembly | [5 empty] | None -> default wall assembly | None -> sample window assembly |  | None -> sample window assembly | [5 empty] | None -> default wall assembly | None -> sample window assembly |  | None -> sample window assembly | [6 empty] | None -> default roof assembly | [5 empty] | None -> default roof assembly | [5 empty] | None -> default roof assembly | [5 empty] | None -> default roof assembly
P09_001_Area_15 | ORIGINAL | P09_001_Area_15 | 281.1528 | 2.6 | 200 | 235 | L/s | 4 | Office Work | 70 | 45 | Escritorio Ocup |  | 3374 | Recessed Unvented | 1 | Escritorio Ilum | 15 | Escritorio Equip |  |  |  |  | Air Change | 0.3 | 0.3 | 0.3 | [25 empty] | S | 43.5823 | Parede Exterior | V09_J09001Area_S | 1 |  |  |  |  | W | 63.3689 | Parede Exterior | V09_J09001Area_W | 1 |  |  |  |  | N | 21.7235 | Parede Exterior | V09_J09001Area_N | 1 |  |  |  |  | E | 8.6152 | Parede Exterior | V09_J09001Area_E | 1
P09_001_Area_15 | EXTRAIDO | P09_001_Area_15 | 281.15 | 2.6 | 200 | 235 | L/s | 4 | Office Work | 70 | 45 | Escritorio Ocup | 0 | 3374 | Recessed Unvented | 1 | Escritorio Ilum | 15 | Escritorio Equip | 0 | 0 | Sample Schedule | Sample Schedule | Air Change | 0.3 | 0.3 | 0.3 | Floor Above Cond Space | 0 | 0.568 | 0 | 0 | 0 | 0.568 | 0 | 0 | 23.9 | 35 | 23.9 | 12.8 | 0 | 2.839 | 23.9 | 35 | 23.9 | 12.8 | 0 | 2.839 | 23.9 | 35 | 23.9 | 12.8 | S | 43.58 | Paredes Exteriores | V09_J09001Area_S | 1 | Sample Window Assembly |  |  |  | W | 63.37 | Paredes Exteriores | V09_J09001Area_W | 1 | Sample Window Assembly |  |  |  | N | 21.72 | Paredes Exteriores | V09_J09001Area_N | 1 | Sample Window Assembly |  |  |  | E | 8.62 | Paredes Exteriores | V09_J09001Area_E | 1 | Sample Window Assembly |  |  |  |  | 0 | Default Wall Assembly | Sample Window Assembly |  | Sample Window Assembly |  |  |  |  | 0 | Default Wall Assembly | Sample Window Assembly |  | Sample Window Assembly |  |  |  |  | 0 | Default Wall Assembly | Sample Window Assembly |  | Sample Window Assembly |  |  |  |  | 0 | Default Wall Assembly | Sample Window Assembly |  | Sample Window Assembly |  |  |  |  | 0 |  | Default Roof Assembly |  |  |  | 0 |  | Default Roof Assembly |  |  |  | 0 |  | Default Roof Assembly |  |  |  | 0 |  | Default Roof Assembly
| DIFF | [20 empty] | None -> sample schedule | None -> sample schedule |  |  |  |  | None -> floor above cond space |  | None -> 0.57 |  |  |  | None -> 0.57 |  |  | None -> 23.9 | None -> 35.0 | None -> 23.9 | None -> 12.8 |  | None -> 2.84 | None -> 23.9 | None -> 35.0 | None -> 23.9 | None -> 12.8 |  | None -> 2.84 | None -> 23.9 | None -> 35.0 | None -> 23.9 | None -> 12.8 |  |  | parede exterior -> paredes exteriores |  |  | None -> sample window assembly | [5 empty] | parede exterior -> paredes exteriores |  |  | None -> sample window assembly | [5 empty] | parede exterior -> paredes exteriores |  |  | None -> sample window assembly | [5 empty] | parede exterior -> paredes exteriores |  |  | None -> sample window assembly | [5 empty] | None -> default wall assembly | None -> sample window assembly |  | None -> sample window assembly | [5 empty] | None -> default wall assembly | None -> sample window assembly |  | None -> sample window assembly | [5 empty] | None -> default wall assembly | None -> sample window assembly |  | None -> sample window assembly | [5 empty] | None -> default wall assembly | None -> sample window assembly |  | None -> sample window assembly | [6 empty] | None -> default roof assembly | [5 empty] | None -> default roof assembly | [5 empty] | None -> default roof assembly | [5 empty] | None -> default roof assembly
P09_002_Caixa_de_escadas | ORIGINAL | P09_002_Caixa_de_escadas | 21.4131 | 2.6 | 200 | 19 | L/s |  |  |  |  | Escritorio Ocup |  | 107 | Recessed Unvented | 1 | Escritorio Ilum | 0 | Escritorio Equip |  |  |  |  | Air Change | 0.05 | 0.05 | 0.05 | [19 empty] | 6 | 0.5 | 30.4 | 31.7 | 7.8 | 4.8 | S | 3.687 | Parede Exterior | [6 empty] | E | 8.5803 | Parede Exterior
P09_002_Caixa_de_escadas | EXTRAIDO | P09_002_Caixa_de_escadas | 21.41 | 2.6 | 200 | 19 | L/s | 0 | Office Work | 0 | 0 | Escritorio Ocup | 0 | 107 | Recessed Unvented | 1 | Escritorio Ilum | 0 | Escritorio Equip | 0 | 0 | Sample Schedule | Sample Schedule | Air Change | 0.05 | 0.05 | 0.05 | Floor Above Cond Space | 0 | 0.568 | 0 | 0 | 0 | 0.568 | 0 | 0 | 23.9 | 35 | 23.9 | 12.8 | 0 | 2.839 | 23.9 | 35 | 23.9 | 12.8 | 6 | 0.5 | 30.4 | 31.7 | 7.8 | 4.8 | S | 3.69 | Paredes Exteriores | Sample Window Assembly |  | Sample Window Assembly |  |  |  | E | 8.58 | Paredes Exteriores | Sample Window Assembly |  | Sample Window Assembly |  |  |  |  | 0 | Default Wall Assembly | Sample Window Assembly |  | Sample Window Assembly |  |  |  |  | 0 | Default Wall Assembly | Sample Window Assembly |  | Sample Window Assembly |  |  |  |  | 0 | Default Wall Assembly | Sample Window Assembly |  | Sample Window Assembly |  |  |  |  | 0 | Default Wall Assembly | Sample Window Assembly |  | Sample Window Assembly |  |  |  |  | 0 | Default Wall Assembly | Sample Window Assembly |  | Sample Window Assembly |  |  |  |  | 0 | Default Wall Assembly | Sample Window Assembly |  | Sample Window Assembly |  |  |  |  | 0 |  | Default Roof Assembly |  |  |  | 0 |  | Default Roof Assembly |  |  |  | 0 |  | Default Roof Assembly |  |  |  | 0 |  | Default Roof Assembly
| DIFF | [7 empty] | None -> office work | [12 empty] | None -> sample schedule | None -> sample schedule |  |  |  |  | None -> floor above cond space |  | None -> 0.57 |  |  |  | None -> 0.57 |  |  | None -> 23.9 | None -> 35.0 | None -> 23.9 | None -> 12.8 |  | None -> 2.84 | None -> 23.9 | None -> 35.0 | None -> 23.9 | None -> 12.8 | [8 empty] | parede exterior -> paredes exteriores | None -> sample window assembly |  | None -> sample window assembly | [5 empty] | parede exterior -> paredes exteriores | None -> sample window assembly |  | None -> sample window assembly | [5 empty] | None -> default wall assembly | None -> sample window assembly |  | None -> sample window assembly | [5 empty] | None -> default wall assembly | None -> sample window assembly |  | None -> sample window assembly | [5 empty] | None -> default wall assembly | None -> sample window assembly |  | None -> sample window assembly | [5 empty] | None -> default wall assembly | None -> sample window assembly |  | None -> sample window assembly | [5 empty] | None -> default wall assembly | None -> sample window assembly |  | None -> sample window assembly | [5 empty] | None -> default wall assembly | None -> sample window assembly |  | None -> sample window assembly | [6 empty] | None -> default roof assembly | [5 empty] | None -> default roof assembly | [5 empty] | None -> default roof assembly | [5 empty] | None -> default roof assembly
P09_003_Caixa_de_escadas | ORIGINAL | P09_003_Caixa_de_escadas | 20.191 | 2.6 | 200 | 17 | L/s |  |  |  |  | Escritorio Ocup |  | 101 | Recessed Unvented | 1 | Escritorio Ilum | 0 | Escritorio Equip |  |  |  |  | Air Change | 0.05 | 0.05 | 0.05 | [19 empty] | 12.8 | 0.5 | 30.4 | 31.7 | 7.8 | 4.8 | E | 13.0312 | Parede Exterior
P09_003_Caixa_de_escadas | EXTRAIDO | P09_003_Caixa_de_escadas | 20.19 | 2.6 | 200 | 17 | L/s | 0 | Office Work | 0 | 0 | Escritorio Ocup | 0 | 101 | Recessed Unvented | 1 | Escritorio Ilum | 0 | Escritorio Equip | 0 | 0 | Sample Schedule | Sample Schedule | Air Change | 0.05 | 0.05 | 0.05 | Floor Above Cond Space | 0 | 0.568 | 0 | 0 | 0 | 0.568 | 0 | 0 | 23.9 | 35 | 23.9 | 12.8 | 0 | 2.839 | 23.9 | 35 | 23.9 | 12.8 | 12.8 | 0.5 | 30.4 | 31.7 | 7.8 | 4.8 | E | 13.03 | Paredes Exteriores | Sample Window Assembly |  | Sample Window Assembly |  |  |  |  | 0 | Default Wall Assembly | Sample Window Assembly |  | Sample Window Assembly |  |  |  |  | 0 | Default Wall Assembly | Sample Window Assembly |  | Sample Window Assembly |  |  |  |  | 0 | Default Wall Assembly | Sample Window Assembly |  | Sample Window Assembly |  |  |  |  | 0 | Default Wall Assembly | Sample Window Assembly |  | Sample Window Assembly |  |  |  |  | 0 | Default Wall Assembly | Sample Window Assembly |  | Sample Window Assembly |  |  |  |  | 0 | Default Wall Assembly | Sample Window Assembly |  | Sample Window Assembly |  |  |  |  | 0 | Default Wall Assembly | Sample Window Assembly |  | Sample Window Assembly |  |  |  |  | 0 |  | Default Roof Assembly |  |  |  | 0 |  | Default Roof Assembly |  |  |  | 0 |  | Default Roof Assembly |  |  |  | 0 |  | Default Roof Assembly
| DIFF | [7 empty] | None -> office work | [12 empty] | None -> sample schedule | None -> sample schedule |  |  |  |  | None -> floor above cond space |  | None -> 0.57 |  |  |  | None -> 0.57 |  |  | None -> 23.9 | None -> 35.0 | None -> 23.9 | None -> 12.8 |  | None -> 2.84 | None -> 23.9 | None -> 35.0 | None -> 23.9 | None -> 12.8 | [8 empty] | parede exterior -> paredes exteriores | None -> sample window assembly |  | None -> sample window assembly | [5 empty] | None -> default wall assembly | None -> sample window assembly |  | None -> sample window assembly | [5 empty] | None -> default wall assembly | None -> sample window assembly |  | None -> sample window assembly | [5 empty] | None -> default wall assembly | None -> sample window assembly |  | None -> sample window assembly | [5 empty] | None -> default wall assembly | None -> sample window assembly |  | None -> sample window assembly | [5 empty] | None -> default wall assembly | None -> sample window assembly |  | None -> sample window assembly | [5 empty] | None -> default wall assembly | None -> sample window assembly |  | None -> sample window assembly | [5 empty] | None -> default wall assembly | None -> sample window assembly |  | None -> sample window assembly | [6 empty] | None -> default roof assembly | [5 empty] | None -> default roof assembly | [5 empty] | None -> default roof assembly | [5 empty] | None -> default roof assembly
P09_004_Circulacao | ORIGINAL | P09_004_Circulacao | 18.743 | 2.6 | 200 | 16 | L/s |  |  |  |  | Escritorio Ocup |  | 150 | Recessed Unvented | 1 | Escritorio Ilum | 0 | Escritorio Equip |  |  |  |  | Air Change | 0.05 | 0.05 | 0.05 | [19 empty] | 17.4 | 0.5 | 30.4 | 31.7 | 7.8 | 4.8
P09_004_Circulacao | EXTRAIDO | P09_004_Circulacao | 18.74 | 2.6 | 200 | 16 | L/s | 0 | Office Work | 0 | 0 | Escritorio Ocup | 0 | 150 | Recessed Unvented | 1 | Escritorio Ilum | 0 | Escritorio Equip | 0 | 0 | Sample Schedule | Sample Schedule | Air Change | 0.05 | 0.05 | 0.05 | Floor Above Cond Space | 0 | 0.568 | 0 | 0 | 0 | 0.568 | 0 | 0 | 23.9 | 35 | 23.9 | 12.8 | 0 | 2.839 | 23.9 | 35 | 23.9 | 12.8 | 17.4 | 0.5 | 30.4 | 31.7 | 7.8 | 4.8 |  | 0 | Default Wall Assembly | Sample Window Assembly |  | Sample Window Assembly |  |  |  |  | 0 | Default Wall Assembly | Sample Window Assembly |  | Sample Window Assembly |  |  |  |  | 0 | Default Wall Assembly | Sample Window Assembly |  | Sample Window Assembly |  |  |  |  | 0 | Default Wall Assembly | Sample Window Assembly |  | Sample Window Assembly |  |  |  |  | 0 | Default Wall Assembly | Sample Window Assembly |  | Sample Window Assembly |  |  |  |  | 0 | Default Wall Assembly | Sample Window Assembly |  | Sample Window Assembly |  |  |  |  | 0 | Default Wall Assembly | Sample Window Assembly |  | Sample Window Assembly |  |  |  |  | 0 | Default Wall Assembly | Sample Window Assembly |  | Sample Window Assembly |  |  |  |  | 0 |  | Default Roof Assembly |  |  |  | 0 |  | Default Roof Assembly |  |  |  | 0 |  | Default Roof Assembly |  |  |  | 0 |  | Default Roof Assembly
| DIFF | [7 empty] | None -> office work | [12 empty] | None -> sample schedule | None -> sample schedule |  |  |  |  | None -> floor above cond space |  | None -> 0.57 |  |  |  | None -> 0.57 |  |  | None -> 23.9 | None -> 35.0 | None -> 23.9 | None -> 12.8 |  | None -> 2.84 | None -> 23.9 | None -> 35.0 | None -> 23.9 | None -> 12.8 | [8 empty] | None -> default wall assembly | None -> sample window assembly |  | None -> sample window assembly | [5 empty] | None -> default wall assembly | None -> sample window assembly |  | None -> sample window assembly | [5 empty] | None -> default wall assembly | None -> sample window assembly |  | None -> sample window assembly | [5 empty] | None -> default wall assembly | None -> sample window assembly |  | None -> sample window assembly | [5 empty] | None -> default wall assembly | None -> sample window assembly |  | None -> sample window assembly | [5 empty] | None -> default wall assembly | None -> sample window assembly |  | None -> sample window assembly | [5 empty] | None -> default wall assembly | None -> sample window assembly |  | None -> sample window assembly | [5 empty] | None -> default wall assembly | None -> sample window assembly |  | None -> sample window assembly | [6 empty] | None -> default roof assembly | [5 empty] | None -> default roof assembly | [5 empty] | None -> default roof assembly | [5 empty] | None -> default roof assembly
P09_005_IS | ORIGINAL | P09_005_IS | 20.9801 | 2.6 | 200 | 18 | L/s |  |  |  |  | Escritorio Ocup |  | 168 | Recessed Unvented | 1 | Escritorio Ilum | 5 | Escritorio Equip |  |  |  |  | Air Change | 0.05 | 0.05 | 0.05
P09_005_IS | EXTRAIDO | P09_005_IS | 20.98 | 2.6 | 200 | 18 | L/s | 0 | Office Work | 0 | 0 | Escritorio Ocup | 0 | 168 | Recessed Unvented | 1 | Escritorio Ilum | 5 | Escritorio Equip | 0 | 0 | Sample Schedule | Sample Schedule | Air Change | 0.05 | 0.05 | 0.05 | Floor Above Cond Space | 0 | 0.568 | 0 | 0 | 0 | 0.568 | 0 | 0 | 23.9 | 35 | 23.9 | 12.8 | 0 | 2.839 | 23.9 | 35 | 23.9 | 12.8 | 0 | 2.839 | 23.9 | 35 | 23.9 | 12.8 |  | 0 | Default Wall Assembly | Sample Window Assembly |  | Sample Window Assembly |  |  |  |  | 0 | Default Wall Assembly | Sample Window Assembly |  | Sample Window Assembly |  |  |  |  | 0 | Default Wall Assembly | Sample Window Assembly |  | Sample Window Assembly |  |  |  |  | 0 | Default Wall Assembly | Sample Window Assembly |  | Sample Window Assembly |  |  |  |  | 0 | Default Wall Assembly | Sample Window Assembly |  | Sample Window Assembly |  |  |  |  | 0 | Default Wall Assembly | Sample Window Assembly |  | Sample Window Assembly |  |  |  |  | 0 | Default Wall Assembly | Sample Window Assembly |  | Sample Window Assembly |  |  |  |  | 0 | Default Wall Assembly | Sample Window Assembly |  | Sample Window Assembly |  |  |  |  | 0 |  | Default Roof Assembly |  |  |  | 0 |  | Default Roof Assembly |  |  |  | 0 |  | Default Roof Assembly |  |  |  | 0 |  | Default Roof Assembly
| DIFF | [7 empty] | None -> office work | [12 empty] | None -> sample schedule | None -> sample schedule |  |  |  |  | None -> floor above cond space |  | None -> 0.57 |  |  |  | None -> 0.57 |  |  | None -> 23.9 | None -> 35.0 | None -> 23.9 | None -> 12.8 |  | None -> 2.84 | None -> 23.9 | None -> 35.0 | None -> 23.9 | None -> 12.8 |  | None -> 2.84 | None -> 23.9 | None -> 35.0 | None -> 23.9 | None -> 12.8 |  |  | None -> default wall assembly | None -> sample window assembly |  | None -> sample window assembly | [5 empty] | None -> default wall assembly | None -> sample window assembly |  | None -> sample window assembly | [5 empty] | None -> default wall assembly | None -> sample window assembly |  | None -> sample window assembly | [5 empty] | None -> default wall assembly | None -> sample window assembly |  | None -> sample window assembly | [5 empty] | None -> default wall assembly | None -> sample window assembly |  | None -> sample window assembly | [5 empty] | None -> default wall assembly | None -> sample window assembly |  | None -> sample window assembly | [5 empty] | None -> default wall assembly | None -> sample window assembly |  | None -> sample window assembly | [5 empty] | None -> default wall assembly | None -> sample window assembly |  | None -> sample window assembly | [6 empty] | None -> default roof assembly | [5 empty] | None -> default roof assembly | [5 empty] | None -> default roof assembly | [5 empty] | None -> default roof assembly
P09_006_Zonas_tecnicas_E | ORIGINAL | P09_006_Zonas_tecnicas_E | 25.606 | 2.6 | 200 | 22 | L/s |  |  |  |  | Sample Schedule |  | 128 | Recessed Unvented | 1 | Sample Schedule | 5 | Sample Schedule |  |  |  |  | Air Change | 0.05 | 0.05 | 0.05
P09_006_Zonas_tecnicas_E | EXTRAIDO | P09_006_Zonas_tecnicas_E | 25.61 | 2.6 | 200 | 22 | L/s | 0 | Office Work | 0 | 0 | Sample Schedule | 0 | 128 | Recessed Unvented | 1 | Sample Schedule | 5 | Sample Schedule | 0 | 0 | Sample Schedule | Sample Schedule | Air Change | 0.05 | 0.05 | 0.05 | Floor Above Cond Space | 0 | 0.568 | 0 | 0 | 0 | 0.568 | 0 | 0 | 23.9 | 35 | 23.9 | 12.8 | 0 | 2.839 | 23.9 | 35 | 23.9 | 12.8 | 0 | 2.839 | 23.9 | 35 | 23.9 | 12.8 |  | 0 | Default Wall Assembly | Sample Window Assembly |  | Sample Window Assembly |  |  |  |  | 0 | Default Wall Assembly | Sample Window Assembly |  | Sample Window Assembly |  |  |  |  | 0 | Default Wall Assembly | Sample Window Assembly |  | Sample Window Assembly |  |  |  |  | 0 | Default Wall Assembly | Sample Window Assembly |  | Sample Window Assembly |  |  |  |  | 0 | Default Wall Assembly | Sample Window Assembly |  | Sample Window Assembly |  |  |  |  | 0 | Default Wall Assembly | Sample Window Assembly |  | Sample Window Assembly |  |  |  |  | 0 | Default Wall Assembly | Sample Window Assembly |  | Sample Window Assembly |  |  |  |  | 0 | Default Wall Assembly | Sample Window Assembly |  | Sample Window Assembly |  |  |  |  | 0 |  | Default Roof Assembly |  |  |  | 0 |  | Default Roof Assembly |  |  |  | 0 |  | Default Roof Assembly |  |  |  | 0 |  | Default Roof Assembly
| DIFF | [7 empty] | None -> office work | [12 empty] | None -> sample schedule | None -> sample schedule |  |  |  |  | None -> floor above cond space |  | None -> 0.57 |  |  |  | None -> 0.57 |  |  | None -> 23.9 | None -> 35.0 | None -> 23.9 | None -> 12.8 |  | None -> 2.84 | None -> 23.9 | None -> 35.0 | None -> 23.9 | None -> 12.8 |  | None -> 2.84 | None -> 23.9 | None -> 35.0 | None -> 23.9 | None -> 12.8 |  |  | None -> default wall assembly | None -> sample window assembly |  | None -> sample window assembly | [5 empty] | None -> default wall assembly | None -> sample window assembly |  | None -> sample window assembly | [5 empty] | None -> default wall assembly | None -> sample window assembly |  | None -> sample window assembly | [5 empty] | None -> default wall assembly | None -> sample window assembly |  | None -> sample window assembly | [5 empty] | None -> default wall assembly | None -> sample window assembly |  | None -> sample window assembly | [5 empty] | None -> default wall assembly | None -> sample window assembly |  | None -> sample window assembly | [5 empty] | None -> default wall assembly | None -> sample window assembly |  | None -> sample window assembly | [5 empty] | None -> default wall assembly | None -> sample window assembly |  | None -> sample window assembly | [6 empty] | None -> default roof assembly | [5 empty] | None -> default roof assembly | [5 empty] | None -> default roof assembly | [5 empty] | None -> default roof assembly
P09_007_Copa | ORIGINAL | P09_007_Copa | 22.8029 | 2.6 | 200 | 20 | L/s |  |  |  |  | Escritorio Ocup |  | 228 | Recessed Unvented | 1 | Escritorio Ilum | 20 | Escritorio Equip |  |  |  |  | Air Change | 0.05 | 0.05 | 0.05 | [25 empty] | N | 21.7158 | Parede Exterior | [6 empty] | E | 1.0407 | Parede Exterior
P09_007_Copa | EXTRAIDO | P09_007_Copa | 22.8 | 2.6 | 200 | 20 | L/s | 0 | Office Work | 0 | 0 | Escritorio Ocup | 0 | 228 | Recessed Unvented | 1 | Escritorio Ilum | 20 | Escritorio Equip | 0 | 0 | Sample Schedule | Sample Schedule | Air Change | 0.05 | 0.05 | 0.05 | Floor Above Cond Space | 0 | 0.568 | 0 | 0 | 0 | 0.568 | 0 | 0 | 23.9 | 35 | 23.9 | 12.8 | 0 | 2.839 | 23.9 | 35 | 23.9 | 12.8 | 0 | 2.839 | 23.9 | 35 | 23.9 | 12.8 | N | 21.72 | Paredes Exteriores | Sample Window Assembly |  | Sample Window Assembly |  |  |  | E | 1.04 | Paredes Exteriores | Sample Window Assembly |  | Sample Window Assembly |  |  |  |  | 0 | Default Wall Assembly | Sample Window Assembly |  | Sample Window Assembly |  |  |  |  | 0 | Default Wall Assembly | Sample Window Assembly |  | Sample Window Assembly |  |  |  |  | 0 | Default Wall Assembly | Sample Window Assembly |  | Sample Window Assembly |  |  |  |  | 0 | Default Wall Assembly | Sample Window Assembly |  | Sample Window Assembly |  |  |  |  | 0 | Default Wall Assembly | Sample Window Assembly |  | Sample Window Assembly |  |  |  |  | 0 | Default Wall Assembly | Sample Window Assembly |  | Sample Window Assembly |  |  |  |  | 0 |  | Default Roof Assembly |  |  |  | 0 |  | Default Roof Assembly |  |  |  | 0 |  | Default Roof Assembly |  |  |  | 0 |  | Default Roof Assembly
| DIFF | [7 empty] | None -> office work | [12 empty] | None -> sample schedule | None -> sample schedule |  |  |  |  | None -> floor above cond space |  | None -> 0.57 |  |  |  | None -> 0.57 |  |  | None -> 23.9 | None -> 35.0 | None -> 23.9 | None -> 12.8 |  | None -> 2.84 | None -> 23.9 | None -> 35.0 | None -> 23.9 | None -> 12.8 |  | None -> 2.84 | None -> 23.9 | None -> 35.0 | None -> 23.9 | None -> 12.8 |  |  | parede exterior -> paredes exteriores | None -> sample window assembly |  | None -> sample window assembly | [5 empty] | parede exterior -> paredes exteriores | None -> sample window assembly |  | None -> sample window assembly | [5 empty] | None -> default wall assembly | None -> sample window assembly |  | None -> sample window assembly | [5 empty] | None -> default wall assembly | None -> sample window assembly |  | None -> sample window assembly | [5 empty] | None -> default wall assembly | None -> sample window assembly |  | None -> sample window assembly | [5 empty] | None -> default wall assembly | None -> sample window assembly |  | None -> sample window assembly | [5 empty] | None -> default wall assembly | None -> sample window assembly |  | None -> sample window assembly | [5 empty] | None -> default wall assembly | None -> sample window assembly |  | None -> sample window assembly | [6 empty] | None -> default roof assembly | [5 empty] | None -> default roof assembly | [5 empty] | None -> default roof assembly | [5 empty] | None -> default roof assembly
Q10_001_Area_15 | ORIGINAL | Q10_001_Area_15 | 281.1528 | 2.6 | 200 | 235 | L/s | 5 | Office Work | 70 | 45 | Escritorio Ocup |  | 3374 | Recessed Unvented | 1 | Escritorio Ilum | 15 | Escritorio Equip |  |  |  |  | Air Change | 0.3 | 0.3 | 0.3 | [25 empty] | S | 43.5823 | Parede Exterior | V10_K10001Area_S | 1 |  |  |  |  | W | 63.3689 | Parede Exterior | V10_K10001Area_W | 1 |  |  |  |  | N | 21.7235 | Parede Exterior | V10_K10001Area_N | 1 |  |  |  |  | E | 8.6152 | Parede Exterior | V10_K10001Area_E | 1
Q10_001_Area_15 | EXTRAIDO | Q10_001_Area_15 | 281.15 | 2.6 | 200 | 235 | L/s | 5 | Office Work | 70 | 45 | Escritorio Ocup | 0 | 3374 | Recessed Unvented | 1 | Escritorio Ilum | 15 | Escritorio Equip | 0 | 0 | Sample Schedule | Sample Schedule | Air Change | 0.3 | 0.3 | 0.3 | Floor Above Cond Space | 0 | 0.568 | 0 | 0 | 0 | 0.568 | 0 | 0 | 23.9 | 35 | 23.9 | 12.8 | 0 | 2.839 | 23.9 | 35 | 23.9 | 12.8 | 0 | 2.839 | 23.9 | 35 | 23.9 | 12.8 | S | 43.58 | Paredes Exteriores | V10_K10001Area_S | 1 | Sample Window Assembly |  |  |  | W | 63.37 | Paredes Exteriores | V10_K10001Area_W | 1 | Sample Window Assembly |  |  |  | N | 21.72 | Paredes Exteriores | V10_K10001Area_N | 1 | Sample Window Assembly |  |  |  | E | 8.62 | Paredes Exteriores | V10_K10001Area_E | 1 | Sample Window Assembly |  |  |  |  | 0 | Default Wall Assembly | Sample Window Assembly |  | Sample Window Assembly |  |  |  |  | 0 | Default Wall Assembly | Sample Window Assembly |  | Sample Window Assembly |  |  |  |  | 0 | Default Wall Assembly | Sample Window Assembly |  | Sample Window Assembly |  |  |  |  | 0 | Default Wall Assembly | Sample Window Assembly |  | Sample Window Assembly |  |  |  |  | 0 |  | Default Roof Assembly |  |  |  | 0 |  | Default Roof Assembly |  |  |  | 0 |  | Default Roof Assembly |  |  |  | 0 |  | Default Roof Assembly
| DIFF | [20 empty] | None -> sample schedule | None -> sample schedule |  |  |  |  | None -> floor above cond space |  | None -> 0.57 |  |  |  | None -> 0.57 |  |  | None -> 23.9 | None -> 35.0 | None -> 23.9 | None -> 12.8 |  | None -> 2.84 | None -> 23.9 | None -> 35.0 | None -> 23.9 | None -> 12.8 |  | None -> 2.84 | None -> 23.9 | None -> 35.0 | None -> 23.9 | None -> 12.8 |  |  | parede exterior -> paredes exteriores |  |  | None -> sample window assembly | [5 empty] | parede exterior -> paredes exteriores |  |  | None -> sample window assembly | [5 empty] | parede exterior -> paredes exteriores |  |  | None -> sample window assembly | [5 empty] | parede exterior -> paredes exteriores |  |  | None -> sample window assembly | [5 empty] | None -> default wall assembly | None -> sample window assembly |  | None -> sample window assembly | [5 empty] | None -> default wall assembly | None -> sample window assembly |  | None -> sample window assembly | [5 empty] | None -> default wall assembly | None -> sample window assembly |  | None -> sample window assembly | [5 empty] | None -> default wall assembly | None -> sample window assembly |  | None -> sample window assembly | [6 empty] | None -> default roof assembly | [5 empty] | None -> default roof assembly | [5 empty] | None -> default roof assembly | [5 empty] | None -> default roof assembly
Q10_002_Caixa_de_escadas | ORIGINAL | Q10_002_Caixa_de_escadas | 21.4131 | 2.6 | 200 | 19 | L/s |  |  |  |  | Escritorio Ocup |  | 107 | Recessed Unvented | 1 | Escritorio Ilum | 0 | Escritorio Equip |  |  |  |  | Air Change | 0.05 | 0.05 | 0.05 | [19 empty] | 6 | 0.5 | 30.4 | 31.7 | 7.8 | 4.8 | S | 3.6808 | Parede Exterior | [6 empty] | E | 8.5803 | Parede Exterior
Q10_002_Caixa_de_escadas | EXTRAIDO | Q10_002_Caixa_de_escadas | 21.41 | 2.6 | 200 | 19 | L/s | 0 | Office Work | 0 | 0 | Escritorio Ocup | 0 | 107 | Recessed Unvented | 1 | Escritorio Ilum | 0 | Escritorio Equip | 0 | 0 | Sample Schedule | Sample Schedule | Air Change | 0.05 | 0.05 | 0.05 | Floor Above Cond Space | 0 | 0.568 | 0 | 0 | 0 | 0.568 | 0 | 0 | 23.9 | 35 | 23.9 | 12.8 | 0 | 2.839 | 23.9 | 35 | 23.9 | 12.8 | 6 | 0.5 | 30.4 | 31.7 | 7.8 | 4.8 | S | 3.68 | Paredes Exteriores | Sample Window Assembly |  | Sample Window Assembly |  |  |  | E | 8.58 | Paredes Exteriores | Sample Window Assembly |  | Sample Window Assembly |  |  |  |  | 0 | Default Wall Assembly | Sample Window Assembly |  | Sample Window Assembly |  |  |  |  | 0 | Default Wall Assembly | Sample Window Assembly |  | Sample Window Assembly |  |  |  |  | 0 | Default Wall Assembly | Sample Window Assembly |  | Sample Window Assembly |  |  |  |  | 0 | Default Wall Assembly | Sample Window Assembly |  | Sample Window Assembly |  |  |  |  | 0 | Default Wall Assembly | Sample Window Assembly |  | Sample Window Assembly |  |  |  |  | 0 | Default Wall Assembly | Sample Window Assembly |  | Sample Window Assembly |  |  |  |  | 0 |  | Default Roof Assembly |  |  |  | 0 |  | Default Roof Assembly |  |  |  | 0 |  | Default Roof Assembly |  |  |  | 0 |  | Default Roof Assembly
| DIFF | [7 empty] | None -> office work | [12 empty] | None -> sample schedule | None -> sample schedule |  |  |  |  | None -> floor above cond space |  | None -> 0.57 |  |  |  | None -> 0.57 |  |  | None -> 23.9 | None -> 35.0 | None -> 23.9 | None -> 12.8 |  | None -> 2.84 | None -> 23.9 | None -> 35.0 | None -> 23.9 | None -> 12.8 | [8 empty] | parede exterior -> paredes exteriores | None -> sample window assembly |  | None -> sample window assembly | [5 empty] | parede exterior -> paredes exteriores | None -> sample window assembly |  | None -> sample window assembly | [5 empty] | None -> default wall assembly | None -> sample window assembly |  | None -> sample window assembly | [5 empty] | None -> default wall assembly | None -> sample window assembly |  | None -> sample window assembly | [5 empty] | None -> default wall assembly | None -> sample window assembly |  | None -> sample window assembly | [5 empty] | None -> default wall assembly | None -> sample window assembly |  | None -> sample window assembly | [5 empty] | None -> default wall assembly | None -> sample window assembly |  | None -> sample window assembly | [5 empty] | None -> default wall assembly | None -> sample window assembly |  | None -> sample window assembly | [6 empty] | None -> default roof assembly | [5 empty] | None -> default roof assembly | [5 empty] | None -> default roof assembly | [5 empty] | None -> default roof assembly
Q10_003_Caixa_de_escadas | ORIGINAL | Q10_003_Caixa_de_escadas | 20.191 | 2.6 | 200 | 17 | L/s |  |  |  |  | Escritorio Ocup |  | 101 | Recessed Unvented | 1 | Escritorio Ilum | 0 | Escritorio Equip |  |  |  |  | Air Change | 0.05 | 0.05 | 0.05 | [19 empty] | 12.8 | 0.5 | 30.4 | 31.7 | 7.8 | 4.8 | E | 13.0312 | Parede Exterior
Q10_003_Caixa_de_escadas | EXTRAIDO | Q10_003_Caixa_de_escadas | 20.19 | 2.6 | 200 | 17 | L/s | 0 | Office Work | 0 | 0 | Escritorio Ocup | 0 | 101 | Recessed Unvented | 1 | Escritorio Ilum | 0 | Escritorio Equip | 0 | 0 | Sample Schedule | Sample Schedule | Air Change | 0.05 | 0.05 | 0.05 | Floor Above Cond Space | 0 | 0.568 | 0 | 0 | 0 | 0.568 | 0 | 0 | 23.9 | 35 | 23.9 | 12.8 | 0 | 2.839 | 23.9 | 35 | 23.9 | 12.8 | 12.8 | 0.5 | 30.4 | 31.7 | 7.8 | 4.8 | E | 13.03 | Paredes Exteriores | Sample Window Assembly |  | Sample Window Assembly |  |  |  |  | 0 | Default Wall Assembly | Sample Window Assembly |  | Sample Window Assembly |  |  |  |  | 0 | Default Wall Assembly | Sample Window Assembly |  | Sample Window Assembly |  |  |  |  | 0 | Default Wall Assembly | Sample Window Assembly |  | Sample Window Assembly |  |  |  |  | 0 | Default Wall Assembly | Sample Window Assembly |  | Sample Window Assembly |  |  |  |  | 0 | Default Wall Assembly | Sample Window Assembly |  | Sample Window Assembly |  |  |  |  | 0 | Default Wall Assembly | Sample Window Assembly |  | Sample Window Assembly |  |  |  |  | 0 | Default Wall Assembly | Sample Window Assembly |  | Sample Window Assembly |  |  |  |  | 0 |  | Default Roof Assembly |  |  |  | 0 |  | Default Roof Assembly |  |  |  | 0 |  | Default Roof Assembly |  |  |  | 0 |  | Default Roof Assembly
| DIFF | [7 empty] | None -> office work | [12 empty] | None -> sample schedule | None -> sample schedule |  |  |  |  | None -> floor above cond space |  | None -> 0.57 |  |  |  | None -> 0.57 |  |  | None -> 23.9 | None -> 35.0 | None -> 23.9 | None -> 12.8 |  | None -> 2.84 | None -> 23.9 | None -> 35.0 | None -> 23.9 | None -> 12.8 | [8 empty] | parede exterior -> paredes exteriores | None -> sample window assembly |  | None -> sample window assembly | [5 empty] | None -> default wall assembly | None -> sample window assembly |  | None -> sample window assembly | [5 empty] | None -> default wall assembly | None -> sample window assembly |  | None -> sample window assembly | [5 empty] | None -> default wall assembly | None -> sample window assembly |  | None -> sample window assembly | [5 empty] | None -> default wall assembly | None -> sample window assembly |  | None -> sample window assembly | [5 empty] | None -> default wall assembly | None -> sample window assembly |  | None -> sample window assembly | [5 empty] | None -> default wall assembly | None -> sample window assembly |  | None -> sample window assembly | [5 empty] | None -> default wall assembly | None -> sample window assembly |  | None -> sample window assembly | [6 empty] | None -> default roof assembly | [5 empty] | None -> default roof assembly | [5 empty] | None -> default roof assembly | [5 empty] | None -> default roof assembly
Q10_004_Circulacao | ORIGINAL | Q10_004_Circulacao | 18.743 | 2.6 | 200 | 16 | L/s |  |  |  |  | Escritorio Ocup |  | 150 | Recessed Unvented | 1 | Escritorio Ilum | 0 | Escritorio Equip |  |  |  |  | Air Change | 0.05 | 0.05 | 0.05 | [19 empty] | 17.4 | 0.5 | 30.4 | 31.7 | 7.8 | 4.8
Q10_004_Circulacao | EXTRAIDO | Q10_004_Circulacao | 18.74 | 2.6 | 200 | 16 | L/s | 0 | Office Work | 0 | 0 | Escritorio Ocup | 0 | 150 | Recessed Unvented | 1 | Escritorio Ilum | 0 | Escritorio Equip | 0 | 0 | Sample Schedule | Sample Schedule | Air Change | 0.05 | 0.05 | 0.05 | Floor Above Cond Space | 0 | 0.568 | 0 | 0 | 0 | 0.568 | 0 | 0 | 23.9 | 35 | 23.9 | 12.8 | 0 | 2.839 | 23.9 | 35 | 23.9 | 12.8 | 17.4 | 0.5 | 30.4 | 31.7 | 7.8 | 4.8 |  | 0 | Default Wall Assembly | Sample Window Assembly |  | Sample Window Assembly |  |  |  |  | 0 | Default Wall Assembly | Sample Window Assembly |  | Sample Window Assembly |  |  |  |  | 0 | Default Wall Assembly | Sample Window Assembly |  | Sample Window Assembly |  |  |  |  | 0 | Default Wall Assembly | Sample Window Assembly |  | Sample Window Assembly |  |  |  |  | 0 | Default Wall Assembly | Sample Window Assembly |  | Sample Window Assembly |  |  |  |  | 0 | Default Wall Assembly | Sample Window Assembly |  | Sample Window Assembly |  |  |  |  | 0 | Default Wall Assembly | Sample Window Assembly |  | Sample Window Assembly |  |  |  |  | 0 | Default Wall Assembly | Sample Window Assembly |  | Sample Window Assembly |  |  |  |  | 0 |  | Default Roof Assembly |  |  |  | 0 |  | Default Roof Assembly |  |  |  | 0 |  | Default Roof Assembly |  |  |  | 0 |  | Default Roof Assembly
| DIFF | [7 empty] | None -> office work | [12 empty] | None -> sample schedule | None -> sample schedule |  |  |  |  | None -> floor above cond space |  | None -> 0.57 |  |  |  | None -> 0.57 |  |  | None -> 23.9 | None -> 35.0 | None -> 23.9 | None -> 12.8 |  | None -> 2.84 | None -> 23.9 | None -> 35.0 | None -> 23.9 | None -> 12.8 | [8 empty] | None -> default wall assembly | None -> sample window assembly |  | None -> sample window assembly | [5 empty] | None -> default wall assembly | None -> sample window assembly |  | None -> sample window assembly | [5 empty] | None -> default wall assembly | None -> sample window assembly |  | None -> sample window assembly | [5 empty] | None -> default wall assembly | None -> sample window assembly |  | None -> sample window assembly | [5 empty] | None -> default wall assembly | None -> sample window assembly |  | None -> sample window assembly | [5 empty] | None -> default wall assembly | None -> sample window assembly |  | None -> sample window assembly | [5 empty] | None -> default wall assembly | None -> sample window assembly |  | None -> sample window assembly | [5 empty] | None -> default wall assembly | None -> sample window assembly |  | None -> sample window assembly | [6 empty] | None -> default roof assembly | [5 empty] | None -> default roof assembly | [5 empty] | None -> default roof assembly | [5 empty] | None -> default roof assembly
Q10_005_IS | ORIGINAL | Q10_005_IS | 20.9801 | 2.6 | 200 | 18 | L/s |  |  |  |  | Escritorio Ocup |  | 168 | Recessed Unvented | 1 | Escritorio Ilum | 5 | Escritorio Equip |  |  |  |  | Air Change | 0.05 | 0.05 | 0.05
Q10_005_IS | EXTRAIDO | Q10_005_IS | 20.98 | 2.6 | 200 | 18 | L/s | 0 | Office Work | 0 | 0 | Escritorio Ocup | 0 | 168 | Recessed Unvented | 1 | Escritorio Ilum | 5 | Escritorio Equip | 0 | 0 | Sample Schedule | Sample Schedule | Air Change | 0.05 | 0.05 | 0.05 | Floor Above Cond Space | 0 | 0.568 | 0 | 0 | 0 | 0.568 | 0 | 0 | 23.9 | 35 | 23.9 | 12.8 | 0 | 2.839 | 23.9 | 35 | 23.9 | 12.8 | 0 | 2.839 | 23.9 | 35 | 23.9 | 12.8 |  | 0 | Default Wall Assembly | Sample Window Assembly |  | Sample Window Assembly |  |  |  |  | 0 | Default Wall Assembly | Sample Window Assembly |  | Sample Window Assembly |  |  |  |  | 0 | Default Wall Assembly | Sample Window Assembly |  | Sample Window Assembly |  |  |  |  | 0 | Default Wall Assembly | Sample Window Assembly |  | Sample Window Assembly |  |  |  |  | 0 | Default Wall Assembly | Sample Window Assembly |  | Sample Window Assembly |  |  |  |  | 0 | Default Wall Assembly | Sample Window Assembly |  | Sample Window Assembly |  |  |  |  | 0 | Default Wall Assembly | Sample Window Assembly |  | Sample Window Assembly |  |  |  |  | 0 | Default Wall Assembly | Sample Window Assembly |  | Sample Window Assembly |  |  |  |  | 0 |  | Default Roof Assembly |  |  |  | 0 |  | Default Roof Assembly |  |  |  | 0 |  | Default Roof Assembly |  |  |  | 0 |  | Default Roof Assembly
| DIFF | [7 empty] | None -> office work | [12 empty] | None -> sample schedule | None -> sample schedule |  |  |  |  | None -> floor above cond space |  | None -> 0.57 |  |  |  | None -> 0.57 |  |  | None -> 23.9 | None -> 35.0 | None -> 23.9 | None -> 12.8 |  | None -> 2.84 | None -> 23.9 | None -> 35.0 | None -> 23.9 | None -> 12.8 |  | None -> 2.84 | None -> 23.9 | None -> 35.0 | None -> 23.9 | None -> 12.8 |  |  | None -> default wall assembly | None -> sample window assembly |  | None -> sample window assembly | [5 empty] | None -> default wall assembly | None -> sample window assembly |  | None -> sample window assembly | [5 empty] | None -> default wall assembly | None -> sample window assembly |  | None -> sample window assembly | [5 empty] | None -> default wall assembly | None -> sample window assembly |  | None -> sample window assembly | [5 empty] | None -> default wall assembly | None -> sample window assembly |  | None -> sample window assembly | [5 empty] | None -> default wall assembly | None -> sample window assembly |  | None -> sample window assembly | [5 empty] | None -> default wall assembly | None -> sample window assembly |  | None -> sample window assembly | [5 empty] | None -> default wall assembly | None -> sample window assembly |  | None -> sample window assembly | [6 empty] | None -> default roof assembly | [5 empty] | None -> default roof assembly | [5 empty] | None -> default roof assembly | [5 empty] | None -> default roof assembly
Q10_006_Zonas_tecnicas_E | ORIGINAL | Q10_006_Zonas_tecnicas_E | 25.606 | 2.6 | 200 | 22 | L/s |  |  |  |  | Sample Schedule |  | 128 | Recessed Unvented | 1 | Sample Schedule | 5 | Sample Schedule |  |  |  |  | Air Change | 0.05 | 0.05 | 0.05
Q10_006_Zonas_tecnicas_E | EXTRAIDO | Q10_006_Zonas_tecnicas_E | 25.61 | 2.6 | 200 | 22 | L/s | 0 | Office Work | 0 | 0 | Sample Schedule | 0 | 128 | Recessed Unvented | 1 | Sample Schedule | 5 | Sample Schedule | 0 | 0 | Sample Schedule | Sample Schedule | Air Change | 0.05 | 0.05 | 0.05 | Floor Above Cond Space | 0 | 0.568 | 0 | 0 | 0 | 0.568 | 0 | 0 | 23.9 | 35 | 23.9 | 12.8 | 0 | 2.839 | 23.9 | 35 | 23.9 | 12.8 | 0 | 2.839 | 23.9 | 35 | 23.9 | 12.8 |  | 0 | Default Wall Assembly | Sample Window Assembly |  | Sample Window Assembly |  |  |  |  | 0 | Default Wall Assembly | Sample Window Assembly |  | Sample Window Assembly |  |  |  |  | 0 | Default Wall Assembly | Sample Window Assembly |  | Sample Window Assembly |  |  |  |  | 0 | Default Wall Assembly | Sample Window Assembly |  | Sample Window Assembly |  |  |  |  | 0 | Default Wall Assembly | Sample Window Assembly |  | Sample Window Assembly |  |  |  |  | 0 | Default Wall Assembly | Sample Window Assembly |  | Sample Window Assembly |  |  |  |  | 0 | Default Wall Assembly | Sample Window Assembly |  | Sample Window Assembly |  |  |  |  | 0 | Default Wall Assembly | Sample Window Assembly |  | Sample Window Assembly |  |  |  |  | 0 |  | Default Roof Assembly |  |  |  | 0 |  | Default Roof Assembly |  |  |  | 0 |  | Default Roof Assembly |  |  |  | 0 |  | Default Roof Assembly
| DIFF | [7 empty] | None -> office work | [12 empty] | None -> sample schedule | None -> sample schedule |  |  |  |  | None -> floor above cond space |  | None -> 0.57 |  |  |  | None -> 0.57 |  |  | None -> 23.9 | None -> 35.0 | None -> 23.9 | None -> 12.8 |  | None -> 2.84 | None -> 23.9 | None -> 35.0 | None -> 23.9 | None -> 12.8 |  | None -> 2.84 | None -> 23.9 | None -> 35.0 | None -> 23.9 | None -> 12.8 |  |  | None -> default wall assembly | None -> sample window assembly |  | None -> sample window assembly | [5 empty] | None -> default wall assembly | None -> sample window assembly |  | None -> sample window assembly | [5 empty] | None -> default wall assembly | None -> sample window assembly |  | None -> sample window assembly | [5 empty] | None -> default wall assembly | None -> sample window assembly |  | None -> sample window assembly | [5 empty] | None -> default wall assembly | None -> sample window assembly |  | None -> sample window assembly | [5 empty] | None -> default wall assembly | None -> sample window assembly |  | None -> sample window assembly | [5 empty] | None -> default wall assembly | None -> sample window assembly |  | None -> sample window assembly | [5 empty] | None -> default wall assembly | None -> sample window assembly |  | None -> sample window assembly | [6 empty] | None -> default roof assembly | [5 empty] | None -> default roof assembly | [5 empty] | None -> default roof assembly | [5 empty] | None -> default roof assembly
Q10_007_Copa | ORIGINAL | Q10_007_Copa | 22.8029 | 2.6 | 200 | 20 | L/s |  |  |  |  | Escritorio Ocup |  | 228 | Recessed Unvented | 1 | Escritorio Ilum | 20 | Escritorio Equip |  |  |  |  | Air Change | 0.05 | 0.05 | 0.05 | [25 empty] | N | 21.7158 | Parede Exterior | [6 empty] | E | 1.2614 | Parede Exterior
Q10_007_Copa | EXTRAIDO | Q10_007_Copa | 22.8 | 2.6 | 200 | 20 | L/s | 0 | Office Work | 0 | 0 | Escritorio Ocup | 0 | 228 | Recessed Unvented | 1 | Escritorio Ilum | 20 | Escritorio Equip | 0 | 0 | Sample Schedule | Sample Schedule | Air Change | 0.05 | 0.05 | 0.05 | Floor Above Cond Space | 0 | 0.568 | 0 | 0 | 0 | 0.568 | 0 | 0 | 23.9 | 35 | 23.9 | 12.8 | 0 | 2.839 | 23.9 | 35 | 23.9 | 12.8 | 0 | 2.839 | 23.9 | 35 | 23.9 | 12.8 | N | 21.72 | Paredes Exteriores | Sample Window Assembly |  | Sample Window Assembly |  |  |  | E | 1.26 | Paredes Exteriores | Sample Window Assembly |  | Sample Window Assembly |  |  |  |  | 0 | Default Wall Assembly | Sample Window Assembly |  | Sample Window Assembly |  |  |  |  | 0 | Default Wall Assembly | Sample Window Assembly |  | Sample Window Assembly |  |  |  |  | 0 | Default Wall Assembly | Sample Window Assembly |  | Sample Window Assembly |  |  |  |  | 0 | Default Wall Assembly | Sample Window Assembly |  | Sample Window Assembly |  |  |  |  | 0 | Default Wall Assembly | Sample Window Assembly |  | Sample Window Assembly |  |  |  |  | 0 | Default Wall Assembly | Sample Window Assembly |  | Sample Window Assembly |  |  |  |  | 0 |  | Default Roof Assembly |  |  |  | 0 |  | Default Roof Assembly |  |  |  | 0 |  | Default Roof Assembly |  |  |  | 0 |  | Default Roof Assembly
| DIFF | [7 empty] | None -> office work | [12 empty] | None -> sample schedule | None -> sample schedule |  |  |  |  | None -> floor above cond space |  | None -> 0.57 |  |  |  | None -> 0.57 |  |  | None -> 23.9 | None -> 35.0 | None -> 23.9 | None -> 12.8 |  | None -> 2.84 | None -> 23.9 | None -> 35.0 | None -> 23.9 | None -> 12.8 |  | None -> 2.84 | None -> 23.9 | None -> 35.0 | None -> 23.9 | None -> 12.8 |  |  | parede exterior -> paredes exteriores | None -> sample window assembly |  | None -> sample window assembly | [5 empty] | parede exterior -> paredes exteriores | None -> sample window assembly |  | None -> sample window assembly | [5 empty] | None -> default wall assembly | None -> sample window assembly |  | None -> sample window assembly | [5 empty] | None -> default wall assembly | None -> sample window assembly |  | None -> sample window assembly | [5 empty] | None -> default wall assembly | None -> sample window assembly |  | None -> sample window assembly | [5 empty] | None -> default wall assembly | None -> sample window assembly |  | None -> sample window assembly | [5 empty] | None -> default wall assembly | None -> sample window assembly |  | None -> sample window assembly | [5 empty] | None -> default wall assembly | None -> sample window assembly |  | None -> sample window assembly | [6 empty] | None -> default roof assembly | [5 empty] | None -> default roof assembly | [5 empty] | None -> default roof assembly | [5 empty] | None -> default roof assembly
R11_001_Area_15 | ORIGINAL | R11_001_Area_15 | 281.1528 | 2.6 | 200 | 235 | L/s | 7 | Office Work | 70 | 45 | Escritorio Ocup |  | 3374 | Recessed Unvented | 1 | Escritorio Ilum | 15 | Escritorio Equip |  |  |  |  | Air Change | 0.3 | 0.3 | 0.3 | [13 empty] | 281.1528 | 0.4 | 30.4 | 31.7 | 7.8 | 4.8 | [6 empty] | S | 43.5823 | Parede Exterior | V11_L11001Area_S | 1 |  |  |  |  | W | 63.3689 | Parede Exterior | V11_L11001Area_W | 1 |  |  |  |  | N | 21.7235 | Parede Exterior | V11_L11001Area_N | 1 |  |  |  |  | E | 8.6152 | Parede Exterior | V11_L11001Area_E | 1 | [40 empty] | H | 280.7602 | 0 | Flat Roof
R11_001_Area_15 | EXTRAIDO | R11_001_Area_15 | 281.15 | 2.6 | 200 | 235 | L/s | 7 | Office Work | 70 | 45 | Escritorio Ocup | 0 | 3374 | Recessed Unvented | 1 | Escritorio Ilum | 15 | Escritorio Equip | 0 | 0 | Sample Schedule | Sample Schedule | Air Change | 0.3 | 0.3 | 0.3 | Floor Above Cond Space | 0 | 0.568 | 0 | 0 | 0 | 0.568 | 0 | 0 | 23.9 | 35 | 23.9 | 12.8 | 281.15 | 0.4 | 30.4 | 31.7 | 7.8 | 4.8 | 0 | 2.839 | 23.9 | 35 | 23.9 | 12.8 | S | 43.58 | Paredes Exteriores | V11_L11001Area_S | 1 | Sample Window Assembly |  |  |  | W | 63.37 | Paredes Exteriores | V11_L11001Area_W | 1 | Sample Window Assembly |  |  |  | N | 21.72 | Paredes Exteriores | V11_L11001Area_N | 1 | Sample Window Assembly |  |  |  | E | 8.62 | Paredes Exteriores | V11_L11001Area_E | 1 | Sample Window Assembly |  |  |  |  | 0 | Default Wall Assembly | Sample Window Assembly |  | Sample Window Assembly |  |  |  |  | 0 | Default Wall Assembly | Sample Window Assembly |  | Sample Window Assembly |  |  |  |  | 0 | Default Wall Assembly | Sample Window Assembly |  | Sample Window Assembly |  |  |  |  | 0 | Default Wall Assembly | Sample Window Assembly |  | Sample Window Assembly |  |  |  | H | 280.76 |  | Cobertura_adjacente |  |  |  | 0 |  | Default Roof Assembly |  |  |  | 0 |  | Default Roof Assembly |  |  |  | 0 |  | Default Roof Assembly
| DIFF | [20 empty] | None -> sample schedule | None -> sample schedule |  |  |  |  | None -> floor above cond space |  | None -> 0.57 |  |  |  | None -> 0.57 |  |  | None -> 23.9 | None -> 35.0 | None -> 23.9 | None -> 12.8 | [7 empty] | None -> 2.84 | None -> 23.9 | None -> 35.0 | None -> 23.9 | None -> 12.8 |  |  | parede exterior -> paredes exteriores |  |  | None -> sample window assembly | [5 empty] | parede exterior -> paredes exteriores |  |  | None -> sample window assembly | [5 empty] | parede exterior -> paredes exteriores |  |  | None -> sample window assembly | [5 empty] | parede exterior -> paredes exteriores |  |  | None -> sample window assembly | [5 empty] | None -> default wall assembly | None -> sample window assembly |  | None -> sample window assembly | [5 empty] | None -> default wall assembly | None -> sample window assembly |  | None -> sample window assembly | [5 empty] | None -> default wall assembly | None -> sample window assembly |  | None -> sample window assembly | [5 empty] | None -> default wall assembly | None -> sample window assembly |  | None -> sample window assembly | [6 empty] | flat roof -> cobertura_adjacente | [5 empty] | None -> default roof assembly | [5 empty] | None -> default roof assembly | [5 empty] | None -> default roof assembly
R11_002_Caixa_de_escadas | ORIGINAL | R11_002_Caixa_de_escadas | 21.4131 | 2.6 | 200 | 19 | L/s |  |  |  |  | Escritorio Ocup |  | 107 | Recessed Unvented | 1 | Escritorio Ilum | 0 | Escritorio Equip |  |  |  |  | Air Change | 0.05 | 0.05 | 0.05 | [13 empty] | 21.4131 | 0.4 | 30.4 | 31.7 | 7.8 | 4.8 | 6 | 0.5 | 30.4 | 31.7 | 7.8 | 4.8 | S | 3.9029 | Parede Exterior | [6 empty] | E | 8.5803 | Parede Exterior | [60 empty] | H | 4.2518 | 0 | Flat Roof
R11_002_Caixa_de_escadas | EXTRAIDO | R11_002_Caixa_de_escadas | 21.41 | 2.6 | 200 | 19 | L/s | 0 | Office Work | 0 | 0 | Escritorio Ocup | 0 | 107 | Recessed Unvented | 1 | Escritorio Ilum | 0 | Escritorio Equip | 0 | 0 | Sample Schedule | Sample Schedule | Air Change | 0.05 | 0.05 | 0.05 | Floor Above Cond Space | 0 | 0.568 | 0 | 0 | 0 | 0.568 | 0 | 0 | 23.9 | 35 | 23.9 | 12.8 | 21.41 | 0.4 | 30.4 | 31.7 | 7.8 | 4.8 | 6 | 0.5 | 30.4 | 31.7 | 7.8 | 4.8 | S | 3.9 | Paredes Exteriores | Sample Window Assembly |  | Sample Window Assembly |  |  |  | E | 8.58 | Paredes Exteriores | Sample Window Assembly |  | Sample Window Assembly |  |  |  |  | 0 | Default Wall Assembly | Sample Window Assembly |  | Sample Window Assembly |  |  |  |  | 0 | Default Wall Assembly | Sample Window Assembly |  | Sample Window Assembly |  |  |  |  | 0 | Default Wall Assembly | Sample Window Assembly |  | Sample Window Assembly |  |  |  |  | 0 | Default Wall Assembly | Sample Window Assembly |  | Sample Window Assembly |  |  |  |  | 0 | Default Wall Assembly | Sample Window Assembly |  | Sample Window Assembly |  |  |  |  | 0 | Default Wall Assembly | Sample Window Assembly |  | Sample Window Assembly |  |  |  | H | 4.25 |  | Cobertura_adjacente |  |  |  | 0 |  | Default Roof Assembly |  |  |  | 0 |  | Default Roof Assembly |  |  |  | 0 |  | Default Roof Assembly
| DIFF | [7 empty] | None -> office work | [12 empty] | None -> sample schedule | None -> sample schedule |  |  |  |  | None -> floor above cond space |  | None -> 0.57 |  |  |  | None -> 0.57 |  |  | None -> 23.9 | None -> 35.0 | None -> 23.9 | None -> 12.8 | [14 empty] | parede exterior -> paredes exteriores | None -> sample window assembly |  | None -> sample window assembly | [5 empty] | parede exterior -> paredes exteriores | None -> sample window assembly |  | None -> sample window assembly | [5 empty] | None -> default wall assembly | None -> sample window assembly |  | None -> sample window assembly | [5 empty] | None -> default wall assembly | None -> sample window assembly |  | None -> sample window assembly | [5 empty] | None -> default wall assembly | None -> sample window assembly |  | None -> sample window assembly | [5 empty] | None -> default wall assembly | None -> sample window assembly |  | None -> sample window assembly | [5 empty] | None -> default wall assembly | None -> sample window assembly |  | None -> sample window assembly | [5 empty] | None -> default wall assembly | None -> sample window assembly |  | None -> sample window assembly | [6 empty] | flat roof -> cobertura_adjacente | [5 empty] | None -> default roof assembly | [5 empty] | None -> default roof assembly | [5 empty] | None -> default roof assembly
R11_003_Caixa_de_escadas | ORIGINAL | R11_003_Caixa_de_escadas | 20.191 | 2.6 | 200 | 17 | L/s |  |  |  |  | Escritorio Ocup |  | 101 | Recessed Unvented | 1 | Escritorio Ilum | 0 | Escritorio Equip |  |  |  |  | Air Change | 0.05 | 0.05 | 0.05 | [13 empty] | 20.191 | 0.4 | 30.4 | 31.7 | 7.8 | 4.8 | 12.8 | 0.5 | 30.4 | 31.7 | 7.8 | 4.8 | E | 13.0312 | Parede Exterior | [69 empty] | H | 2.6691 | 0 | Flat Roof
R11_003_Caixa_de_escadas | EXTRAIDO | R11_003_Caixa_de_escadas | 20.19 | 2.6 | 200 | 17 | L/s | 0 | Office Work | 0 | 0 | Escritorio Ocup | 0 | 101 | Recessed Unvented | 1 | Escritorio Ilum | 0 | Escritorio Equip | 0 | 0 | Sample Schedule | Sample Schedule | Air Change | 0.05 | 0.05 | 0.05 | Floor Above Cond Space | 0 | 0.568 | 0 | 0 | 0 | 0.568 | 0 | 0 | 23.9 | 35 | 23.9 | 12.8 | 20.19 | 0.4 | 30.4 | 31.7 | 7.8 | 4.8 | 12.8 | 0.5 | 30.4 | 31.7 | 7.8 | 4.8 | E | 13.03 | Paredes Exteriores | Sample Window Assembly |  | Sample Window Assembly |  |  |  |  | 0 | Default Wall Assembly | Sample Window Assembly |  | Sample Window Assembly |  |  |  |  | 0 | Default Wall Assembly | Sample Window Assembly |  | Sample Window Assembly |  |  |  |  | 0 | Default Wall Assembly | Sample Window Assembly |  | Sample Window Assembly |  |  |  |  | 0 | Default Wall Assembly | Sample Window Assembly |  | Sample Window Assembly |  |  |  |  | 0 | Default Wall Assembly | Sample Window Assembly |  | Sample Window Assembly |  |  |  |  | 0 | Default Wall Assembly | Sample Window Assembly |  | Sample Window Assembly |  |  |  |  | 0 | Default Wall Assembly | Sample Window Assembly |  | Sample Window Assembly |  |  |  | H | 2.67 |  | Cobertura_adjacente |  |  |  | 0 |  | Default Roof Assembly |  |  |  | 0 |  | Default Roof Assembly |  |  |  | 0 |  | Default Roof Assembly
| DIFF | [7 empty] | None -> office work | [12 empty] | None -> sample schedule | None -> sample schedule |  |  |  |  | None -> floor above cond space |  | None -> 0.57 |  |  |  | None -> 0.57 |  |  | None -> 23.9 | None -> 35.0 | None -> 23.9 | None -> 12.8 | [14 empty] | parede exterior -> paredes exteriores | None -> sample window assembly |  | None -> sample window assembly | [5 empty] | None -> default wall assembly | None -> sample window assembly |  | None -> sample window assembly | [5 empty] | None -> default wall assembly | None -> sample window assembly |  | None -> sample window assembly | [5 empty] | None -> default wall assembly | None -> sample window assembly |  | None -> sample window assembly | [5 empty] | None -> default wall assembly | None -> sample window assembly |  | None -> sample window assembly | [5 empty] | None -> default wall assembly | None -> sample window assembly |  | None -> sample window assembly | [5 empty] | None -> default wall assembly | None -> sample window assembly |  | None -> sample window assembly | [5 empty] | None -> default wall assembly | None -> sample window assembly |  | None -> sample window assembly | [6 empty] | flat roof -> cobertura_adjacente | [5 empty] | None -> default roof assembly | [5 empty] | None -> default roof assembly | [5 empty] | None -> default roof assembly
R11_004_Circulacao | ORIGINAL | R11_004_Circulacao | 18.743 | 2.6 | 200 | 16 | L/s |  |  |  |  | Escritorio Ocup |  | 150 | Recessed Unvented | 1 | Escritorio Ilum | 0 | Escritorio Equip |  |  |  |  | Air Change | 0.05 | 0.05 | 0.05 | [13 empty] | 18.5789 | 0.4 | 30.4 | 31.7 | 7.8 | 4.8 | 17.4 | 0.5 | 30.4 | 31.7 | 7.8 | 4.8
R11_004_Circulacao | EXTRAIDO | R11_004_Circulacao | 18.74 | 2.6 | 200 | 16 | L/s | 0 | Office Work | 0 | 0 | Escritorio Ocup | 0 | 150 | Recessed Unvented | 1 | Escritorio Ilum | 0 | Escritorio Equip | 0 | 0 | Sample Schedule | Sample Schedule | Air Change | 0.05 | 0.05 | 0.05 | Floor Above Cond Space | 0 | 0.568 | 0 | 0 | 0 | 0.568 | 0 | 0 | 23.9 | 35 | 23.9 | 12.8 | 18.58 | 0.4 | 30.4 | 31.7 | 7.8 | 4.8 | 17.4 | 0.5 | 30.4 | 31.7 | 7.8 | 4.8 |  | 0 | Default Wall Assembly | Sample Window Assembly |  | Sample Window Assembly |  |  |  |  | 0 | Default Wall Assembly | Sample Window Assembly |  | Sample Window Assembly |  |  |  |  | 0 | Default Wall Assembly | Sample Window Assembly |  | Sample Window Assembly |  |  |  |  | 0 | Default Wall Assembly | Sample Window Assembly |  | Sample Window Assembly |  |  |  |  | 0 | Default Wall Assembly | Sample Window Assembly |  | Sample Window Assembly |  |  |  |  | 0 | Default Wall Assembly | Sample Window Assembly |  | Sample Window Assembly |  |  |  |  | 0 | Default Wall Assembly | Sample Window Assembly |  | Sample Window Assembly |  |  |  |  | 0 | Default Wall Assembly | Sample Window Assembly |  | Sample Window Assembly |  |  |  |  | 0 |  | Default Roof Assembly |  |  |  | 0 |  | Default Roof Assembly |  |  |  | 0 |  | Default Roof Assembly |  |  |  | 0 |  | Default Roof Assembly
| DIFF | [7 empty] | None -> office work | [12 empty] | None -> sample schedule | None -> sample schedule |  |  |  |  | None -> floor above cond space |  | None -> 0.57 |  |  |  | None -> 0.57 |  |  | None -> 23.9 | None -> 35.0 | None -> 23.9 | None -> 12.8 | [14 empty] | None -> default wall assembly | None -> sample window assembly |  | None -> sample window assembly | [5 empty] | None -> default wall assembly | None -> sample window assembly |  | None -> sample window assembly | [5 empty] | None -> default wall assembly | None -> sample window assembly |  | None -> sample window assembly | [5 empty] | None -> default wall assembly | None -> sample window assembly |  | None -> sample window assembly | [5 empty] | None -> default wall assembly | None -> sample window assembly |  | None -> sample window assembly | [5 empty] | None -> default wall assembly | None -> sample window assembly |  | None -> sample window assembly | [5 empty] | None -> default wall assembly | None -> sample window assembly |  | None -> sample window assembly | [5 empty] | None -> default wall assembly | None -> sample window assembly |  | None -> sample window assembly | [6 empty] | None -> default roof assembly | [5 empty] | None -> default roof assembly | [5 empty] | None -> default roof assembly | [5 empty] | None -> default roof assembly
R11_005_IS | ORIGINAL | R11_005_IS | 20.9801 | 2.6 | 200 | 18 | L/s |  |  |  |  | Escritorio Ocup |  | 168 | Recessed Unvented | 1 | Escritorio Ilum | 5 | Escritorio Equip |  |  |  |  | Air Change | 0.05 | 0.05 | 0.05 | [13 empty] | 15.694 | 0.4 | 30.4 | 31.7 | 7.8 | 4.8 | [78 empty] | H | 4.7369 | 0 | Flat Roof
R11_005_IS | EXTRAIDO | R11_005_IS | 20.98 | 2.6 | 200 | 18 | L/s | 0 | Office Work | 0 | 0 | Escritorio Ocup | 0 | 168 | Recessed Unvented | 1 | Escritorio Ilum | 5 | Escritorio Equip | 0 | 0 | Sample Schedule | Sample Schedule | Air Change | 0.05 | 0.05 | 0.05 | Floor Above Cond Space | 0 | 0.568 | 0 | 0 | 0 | 0.568 | 0 | 0 | 23.9 | 35 | 23.9 | 12.8 | 15.69 | 0.4 | 30.4 | 31.7 | 7.8 | 4.8 | 0 | 2.839 | 23.9 | 35 | 23.9 | 12.8 |  | 0 | Default Wall Assembly | Sample Window Assembly |  | Sample Window Assembly |  |  |  |  | 0 | Default Wall Assembly | Sample Window Assembly |  | Sample Window Assembly |  |  |  |  | 0 | Default Wall Assembly | Sample Window Assembly |  | Sample Window Assembly |  |  |  |  | 0 | Default Wall Assembly | Sample Window Assembly |  | Sample Window Assembly |  |  |  |  | 0 | Default Wall Assembly | Sample Window Assembly |  | Sample Window Assembly |  |  |  |  | 0 | Default Wall Assembly | Sample Window Assembly |  | Sample Window Assembly |  |  |  |  | 0 | Default Wall Assembly | Sample Window Assembly |  | Sample Window Assembly |  |  |  |  | 0 | Default Wall Assembly | Sample Window Assembly |  | Sample Window Assembly |  |  |  | H | 4.74 |  | Cobertura_adjacente |  |  |  | 0 |  | Default Roof Assembly |  |  |  | 0 |  | Default Roof Assembly |  |  |  | 0 |  | Default Roof Assembly
| DIFF | [7 empty] | None -> office work | [12 empty] | None -> sample schedule | None -> sample schedule |  |  |  |  | None -> floor above cond space |  | None -> 0.57 |  |  |  | None -> 0.57 |  |  | None -> 23.9 | None -> 35.0 | None -> 23.9 | None -> 12.8 | [7 empty] | None -> 2.84 | None -> 23.9 | None -> 35.0 | None -> 23.9 | None -> 12.8 |  |  | None -> default wall assembly | None -> sample window assembly |  | None -> sample window assembly | [5 empty] | None -> default wall assembly | None -> sample window assembly |  | None -> sample window assembly | [5 empty] | None -> default wall assembly | None -> sample window assembly |  | None -> sample window assembly | [5 empty] | None -> default wall assembly | None -> sample window assembly |  | None -> sample window assembly | [5 empty] | None -> default wall assembly | None -> sample window assembly |  | None -> sample window assembly | [5 empty] | None -> default wall assembly | None -> sample window assembly |  | None -> sample window assembly | [5 empty] | None -> default wall assembly | None -> sample window assembly |  | None -> sample window assembly | [5 empty] | None -> default wall assembly | None -> sample window assembly |  | None -> sample window assembly | [6 empty] | flat roof -> cobertura_adjacente | [5 empty] | None -> default roof assembly | [5 empty] | None -> default roof assembly | [5 empty] | None -> default roof assembly
R11_006_Zonas_tecnicas_E | ORIGINAL | R11_006_Zonas_tecnicas_E | 25.606 | 2.6 | 200 | 22 | L/s |  |  |  |  | Sample Schedule |  | 128 | Recessed Unvented | 1 | Sample Schedule | 5 | Sample Schedule |  |  |  |  | Air Change | 0.05 | 0.05 | 0.05 | [13 empty] | 25.606 | 0.4 | 30.4 | 31.7 | 7.8 | 4.8
R11_006_Zonas_tecnicas_E | EXTRAIDO | R11_006_Zonas_tecnicas_E | 25.61 | 2.6 | 200 | 22 | L/s | 0 | Office Work | 0 | 0 | Sample Schedule | 0 | 128 | Recessed Unvented | 1 | Sample Schedule | 5 | Sample Schedule | 0 | 0 | Sample Schedule | Sample Schedule | Air Change | 0.05 | 0.05 | 0.05 | Floor Above Cond Space | 0 | 0.568 | 0 | 0 | 0 | 0.568 | 0 | 0 | 23.9 | 35 | 23.9 | 12.8 | 25.61 | 0.4 | 30.4 | 31.7 | 7.8 | 4.8 | 0 | 2.839 | 23.9 | 35 | 23.9 | 12.8 |  | 0 | Default Wall Assembly | Sample Window Assembly |  | Sample Window Assembly |  |  |  |  | 0 | Default Wall Assembly | Sample Window Assembly |  | Sample Window Assembly |  |  |  |  | 0 | Default Wall Assembly | Sample Window Assembly |  | Sample Window Assembly |  |  |  |  | 0 | Default Wall Assembly | Sample Window Assembly |  | Sample Window Assembly |  |  |  |  | 0 | Default Wall Assembly | Sample Window Assembly |  | Sample Window Assembly |  |  |  |  | 0 | Default Wall Assembly | Sample Window Assembly |  | Sample Window Assembly |  |  |  |  | 0 | Default Wall Assembly | Sample Window Assembly |  | Sample Window Assembly |  |  |  |  | 0 | Default Wall Assembly | Sample Window Assembly |  | Sample Window Assembly |  |  |  |  | 0 |  | Default Roof Assembly |  |  |  | 0 |  | Default Roof Assembly |  |  |  | 0 |  | Default Roof Assembly |  |  |  | 0 |  | Default Roof Assembly
| DIFF | [7 empty] | None -> office work | [12 empty] | None -> sample schedule | None -> sample schedule |  |  |  |  | None -> floor above cond space |  | None -> 0.57 |  |  |  | None -> 0.57 |  |  | None -> 23.9 | None -> 35.0 | None -> 23.9 | None -> 12.8 | [7 empty] | None -> 2.84 | None -> 23.9 | None -> 35.0 | None -> 23.9 | None -> 12.8 |  |  | None -> default wall assembly | None -> sample window assembly |  | None -> sample window assembly | [5 empty] | None -> default wall assembly | None -> sample window assembly |  | None -> sample window assembly | [5 empty] | None -> default wall assembly | None -> sample window assembly |  | None -> sample window assembly | [5 empty] | None -> default wall assembly | None -> sample window assembly |  | None -> sample window assembly | [5 empty] | None -> default wall assembly | None -> sample window assembly |  | None -> sample window assembly | [5 empty] | None -> default wall assembly | None -> sample window assembly |  | None -> sample window assembly | [5 empty] | None -> default wall assembly | None -> sample window assembly |  | None -> sample window assembly | [5 empty] | None -> default wall assembly | None -> sample window assembly |  | None -> sample window assembly | [6 empty] | None -> default roof assembly | [5 empty] | None -> default roof assembly | [5 empty] | None -> default roof assembly | [5 empty] | None -> default roof assembly
R11_007_Copa | ORIGINAL | R11_007_Copa | 22.8029 | 2.6 | 200 | 20 | L/s |  |  |  |  | Escritorio Ocup |  | 228 | Recessed Unvented | 1 | Escritorio Ilum | 20 | Escritorio Equip |  |  |  |  | Air Change | 0.05 | 0.05 | 0.05 | [13 empty] | 22.8029 | 0.4 | 30.4 | 31.7 | 7.8 | 4.8 | [6 empty] | N | 21.7158 | Parede Exterior | [6 empty] | E | 1.2614 | Parede Exterior | [60 empty] | H | 22.8029 | 0 | Flat Roof
R11_007_Copa | EXTRAIDO | R11_007_Copa | 22.8 | 2.6 | 200 | 20 | L/s | 0 | Office Work | 0 | 0 | Escritorio Ocup | 0 | 228 | Recessed Unvented | 1 | Escritorio Ilum | 20 | Escritorio Equip | 0 | 0 | Sample Schedule | Sample Schedule | Air Change | 0.05 | 0.05 | 0.05 | Floor Above Cond Space | 0 | 0.568 | 0 | 0 | 0 | 0.568 | 0 | 0 | 23.9 | 35 | 23.9 | 12.8 | 22.8 | 0.4 | 30.4 | 31.7 | 7.8 | 4.8 | 0 | 2.839 | 23.9 | 35 | 23.9 | 12.8 | N | 21.72 | Paredes Exteriores | Sample Window Assembly |  | Sample Window Assembly |  |  |  | E | 1.26 | Paredes Exteriores | Sample Window Assembly |  | Sample Window Assembly |  |  |  |  | 0 | Default Wall Assembly | Sample Window Assembly |  | Sample Window Assembly |  |  |  |  | 0 | Default Wall Assembly | Sample Window Assembly |  | Sample Window Assembly |  |  |  |  | 0 | Default Wall Assembly | Sample Window Assembly |  | Sample Window Assembly |  |  |  |  | 0 | Default Wall Assembly | Sample Window Assembly |  | Sample Window Assembly |  |  |  |  | 0 | Default Wall Assembly | Sample Window Assembly |  | Sample Window Assembly |  |  |  |  | 0 | Default Wall Assembly | Sample Window Assembly |  | Sample Window Assembly |  |  |  | H | 22.8 |  | Cobertura_adjacente |  |  |  | 0 |  | Default Roof Assembly |  |  |  | 0 |  | Default Roof Assembly |  |  |  | 0 |  | Default Roof Assembly
| DIFF | [7 empty] | None -> office work | [12 empty] | None -> sample schedule | None -> sample schedule |  |  |  |  | None -> floor above cond space |  | None -> 0.57 |  |  |  | None -> 0.57 |  |  | None -> 23.9 | None -> 35.0 | None -> 23.9 | None -> 12.8 | [7 empty] | None -> 2.84 | None -> 23.9 | None -> 35.0 | None -> 23.9 | None -> 12.8 |  |  | parede exterior -> paredes exteriores | None -> sample window assembly |  | None -> sample window assembly | [5 empty] | parede exterior -> paredes exteriores | None -> sample window assembly |  | None -> sample window assembly | [5 empty] | None -> default wall assembly | None -> sample window assembly |  | None -> sample window assembly | [5 empty] | None -> default wall assembly | None -> sample window assembly |  | None -> sample window assembly | [5 empty] | None -> default wall assembly | None -> sample window assembly |  | None -> sample window assembly | [5 empty] | None -> default wall assembly | None -> sample window assembly |  | None -> sample window assembly | [5 empty] | None -> default wall assembly | None -> sample window assembly |  | None -> sample window assembly | [5 empty] | None -> default wall assembly | None -> sample window assembly |  | None -> sample window assembly | [6 empty] | flat roof -> cobertura_adjacente | [5 empty] | None -> default roof assembly | [5 empty] | None -> default roof assembly | [5 empty] | None -> default roof assembly
S12_001_Zonas_tecnicas_E | ORIGINAL | S12_001_Zonas_tecnicas_E | 63.4817 | 2.6 | 200 | 54 | L/s |  |  |  |  | Sample Schedule |  | 317 | Recessed Unvented | 1 | Sample Schedule | 5 | Sample Schedule |  |  |  |  | Air Change | 0.05 | 0.05 | 0.05 | [97 empty] | H | 63.4817 | 0 | Flat Roof
S12_001_Zonas_tecnicas_E | EXTRAIDO | S12_001_Zonas_tecnicas_E | 63.48 | 2.6 | 200 | 54 | L/s | 0 | Office Work | 0 | 0 | Sample Schedule | 0 | 317 | Recessed Unvented | 1 | Sample Schedule | 5 | Sample Schedule | 0 | 0 | Sample Schedule | Sample Schedule | Air Change | 0.05 | 0.05 | 0.05 | Floor Above Cond Space | 0 | 0.568 | 0 | 0 | 0 | 0.568 | 0 | 0 | 23.9 | 35 | 23.9 | 12.8 | 0 | 2.839 | 23.9 | 35 | 23.9 | 12.8 | 0 | 2.839 | 23.9 | 35 | 23.9 | 12.8 |  | 0 | Default Wall Assembly | Sample Window Assembly |  | Sample Window Assembly |  |  |  |  | 0 | Default Wall Assembly | Sample Window Assembly |  | Sample Window Assembly |  |  |  |  | 0 | Default Wall Assembly | Sample Window Assembly |  | Sample Window Assembly |  |  |  |  | 0 | Default Wall Assembly | Sample Window Assembly |  | Sample Window Assembly |  |  |  |  | 0 | Default Wall Assembly | Sample Window Assembly |  | Sample Window Assembly |  |  |  |  | 0 | Default Wall Assembly | Sample Window Assembly |  | Sample Window Assembly |  |  |  |  | 0 | Default Wall Assembly | Sample Window Assembly |  | Sample Window Assembly |  |  |  |  | 0 | Default Wall Assembly | Sample Window Assembly |  | Sample Window Assembly |  |  |  | H | 63.48 |  | Cobertura_adjacente |  |  |  | 0 |  | Default Roof Assembly |  |  |  | 0 |  | Default Roof Assembly |  |  |  | 0 |  | Default Roof Assembly
| DIFF | [7 empty] | None -> office work | [12 empty] | None -> sample schedule | None -> sample schedule |  |  |  |  | None -> floor above cond space |  | None -> 0.57 |  |  |  | None -> 0.57 |  |  | None -> 23.9 | None -> 35.0 | None -> 23.9 | None -> 12.8 |  | None -> 2.84 | None -> 23.9 | None -> 35.0 | None -> 23.9 | None -> 12.8 |  | None -> 2.84 | None -> 23.9 | None -> 35.0 | None -> 23.9 | None -> 12.8 |  |  | None -> default wall assembly | None -> sample window assembly |  | None -> sample window assembly | [5 empty] | None -> default wall assembly | None -> sample window assembly |  | None -> sample window assembly | [5 empty] | None -> default wall assembly | None -> sample window assembly |  | None -> sample window assembly | [5 empty] | None -> default wall assembly | None -> sample window assembly |  | None -> sample window assembly | [5 empty] | None -> default wall assembly | None -> sample window assembly |  | None -> sample window assembly | [5 empty] | None -> default wall assembly | None -> sample window assembly |  | None -> sample window assembly | [5 empty] | None -> default wall assembly | None -> sample window assembly |  | None -> sample window assembly | [5 empty] | None -> default wall assembly | None -> sample window assembly |  | None -> sample window assembly | [6 empty] | flat roof -> cobertura_adjacente | [5 empty] | None -> default roof assembly | [5 empty] | None -> default roof assembly | [5 empty] | None -> default roof assembly
S12_002_Caixa_de_escadas | ORIGINAL | S12_002_Caixa_de_escadas | 17.1637 | 2.6 | 200 | 15 | L/s |  |  |  |  | Escritorio Ocup |  | 86 | Recessed Unvented | 1 | Escritorio Ilum | 0 | Escritorio Equip |  |  |  |  | Air Change | 0.05 | 0.05 | 0.05 | [25 empty] | S | 13.5402 | Parede Exterior | [6 empty] | W | 8.5935 | Parede Exterior | [6 empty] | E | 8.5689 | Parede Exterior | [51 empty] | H | 17.1637 | 0 | Flat Roof
S12_002_Caixa_de_escadas | EXTRAIDO | S12_002_Caixa_de_escadas | 17.16 | 2.6 | 200 | 15 | L/s | 0 | Office Work | 0 | 0 | Escritorio Ocup | 0 | 86 | Recessed Unvented | 1 | Escritorio Ilum | 0 | Escritorio Equip | 0 | 0 | Sample Schedule | Sample Schedule | Air Change | 0.05 | 0.05 | 0.05 | Floor Above Cond Space | 0 | 0.568 | 0 | 0 | 0 | 0.568 | 0 | 0 | 23.9 | 35 | 23.9 | 12.8 | 0 | 2.839 | 23.9 | 35 | 23.9 | 12.8 | 0 | 2.839 | 23.9 | 35 | 23.9 | 12.8 | S | 13.54 | Paredes Exteriores | Sample Window Assembly |  | Sample Window Assembly |  |  |  | W | 8.59 | Paredes Exteriores | Sample Window Assembly |  | Sample Window Assembly |  |  |  | E | 8.57 | Paredes Exteriores | Sample Window Assembly |  | Sample Window Assembly |  |  |  |  | 0 | Default Wall Assembly | Sample Window Assembly |  | Sample Window Assembly |  |  |  |  | 0 | Default Wall Assembly | Sample Window Assembly |  | Sample Window Assembly |  |  |  |  | 0 | Default Wall Assembly | Sample Window Assembly |  | Sample Window Assembly |  |  |  |  | 0 | Default Wall Assembly | Sample Window Assembly |  | Sample Window Assembly |  |  |  |  | 0 | Default Wall Assembly | Sample Window Assembly |  | Sample Window Assembly |  |  |  | H | 17.16 |  | Cobertura_adjacente |  |  |  | 0 |  | Default Roof Assembly |  |  |  | 0 |  | Default Roof Assembly |  |  |  | 0 |  | Default Roof Assembly
| DIFF | [7 empty] | None -> office work | [12 empty] | None -> sample schedule | None -> sample schedule |  |  |  |  | None -> floor above cond space |  | None -> 0.57 |  |  |  | None -> 0.57 |  |  | None -> 23.9 | None -> 35.0 | None -> 23.9 | None -> 12.8 |  | None -> 2.84 | None -> 23.9 | None -> 35.0 | None -> 23.9 | None -> 12.8 |  | None -> 2.84 | None -> 23.9 | None -> 35.0 | None -> 23.9 | None -> 12.8 |  |  | parede exterior -> paredes exteriores | None -> sample window assembly |  | None -> sample window assembly | [5 empty] | parede exterior -> paredes exteriores | None -> sample window assembly |  | None -> sample window assembly | [5 empty] | parede exterior -> paredes exteriores | None -> sample window assembly |  | None -> sample window assembly | [5 empty] | None -> default wall assembly | None -> sample window assembly |  | None -> sample window assembly | [5 empty] | None -> default wall assembly | None -> sample window assembly |  | None -> sample window assembly | [5 empty] | None -> default wall assembly | None -> sample window assembly |  | None -> sample window assembly | [5 empty] | None -> default wall assembly | None -> sample window assembly |  | None -> sample window assembly | [5 empty] | None -> default wall assembly | None -> sample window assembly |  | None -> sample window assembly | [6 empty] | flat roof -> cobertura_adjacente | [5 empty] | None -> default roof assembly | [5 empty] | None -> default roof assembly | [5 empty] | None -> default roof assembly
S12_003_Caixa_de_escadas | ORIGINAL | S12_003_Caixa_de_escadas | 17.6307 | 2.6 | 200 | 15 | L/s |  |  |  |  | Escritorio Ocup |  | 88 | Recessed Unvented | 1 | Escritorio Ilum | 0 | Escritorio Equip |  |  |  |  | Air Change | 0.05 | 0.05 | 0.05 | [25 empty] | W | 3.1509 | Parede Exterior | [6 empty] | N | 7.7652 | Parede Exterior | [6 empty] | E | 13.0387 | Parede Exterior | [51 empty] | H | 17.6307 | 0 | Flat Roof
S12_003_Caixa_de_escadas | EXTRAIDO | S12_003_Caixa_de_escadas | 17.63 | 2.6 | 200 | 15 | L/s | 0 | Office Work | 0 | 0 | Escritorio Ocup | 0 | 88 | Recessed Unvented | 1 | Escritorio Ilum | 0 | Escritorio Equip | 0 | 0 | Sample Schedule | Sample Schedule | Air Change | 0.05 | 0.05 | 0.05 | Floor Above Cond Space | 0 | 0.568 | 0 | 0 | 0 | 0.568 | 0 | 0 | 23.9 | 35 | 23.9 | 12.8 | 0 | 2.839 | 23.9 | 35 | 23.9 | 12.8 | 0 | 2.839 | 23.9 | 35 | 23.9 | 12.8 | W | 3.15 | Paredes Exteriores | Sample Window Assembly |  | Sample Window Assembly |  |  |  | N | 7.77 | Paredes Exteriores | Sample Window Assembly |  | Sample Window Assembly |  |  |  | E | 13.04 | Paredes Exteriores | Sample Window Assembly |  | Sample Window Assembly |  |  |  |  | 0 | Default Wall Assembly | Sample Window Assembly |  | Sample Window Assembly |  |  |  |  | 0 | Default Wall Assembly | Sample Window Assembly |  | Sample Window Assembly |  |  |  |  | 0 | Default Wall Assembly | Sample Window Assembly |  | Sample Window Assembly |  |  |  |  | 0 | Default Wall Assembly | Sample Window Assembly |  | Sample Window Assembly |  |  |  |  | 0 | Default Wall Assembly | Sample Window Assembly |  | Sample Window Assembly |  |  |  | H | 17.63 |  | Cobertura_adjacente |  |  |  | 0 |  | Default Roof Assembly |  |  |  | 0 |  | Default Roof Assembly |  |  |  | 0 |  | Default Roof Assembly
| DIFF | [7 empty] | None -> office work | [12 empty] | None -> sample schedule | None -> sample schedule |  |  |  |  | None -> floor above cond space |  | None -> 0.57 |  |  |  | None -> 0.57 |  |  | None -> 23.9 | None -> 35.0 | None -> 23.9 | None -> 12.8 |  | None -> 2.84 | None -> 23.9 | None -> 35.0 | None -> 23.9 | None -> 12.8 |  | None -> 2.84 | None -> 23.9 | None -> 35.0 | None -> 23.9 | None -> 12.8 |  |  | parede exterior -> paredes exteriores | None -> sample window assembly |  | None -> sample window assembly | [5 empty] | parede exterior -> paredes exteriores | None -> sample window assembly |  | None -> sample window assembly | [5 empty] | parede exterior -> paredes exteriores | None -> sample window assembly |  | None -> sample window assembly | [5 empty] | None -> default wall assembly | None -> sample window assembly |  | None -> sample window assembly | [5 empty] | None -> default wall assembly | None -> sample window assembly |  | None -> sample window assembly | [5 empty] | None -> default wall assembly | None -> sample window assembly |  | None -> sample window assembly | [5 empty] | None -> default wall assembly | None -> sample window assembly |  | None -> sample window assembly | [5 empty] | None -> default wall assembly | None -> sample window assembly |  | None -> sample window assembly | [6 empty] | flat roof -> cobertura_adjacente | [5 empty] | None -> default roof assembly | [5 empty] | None -> default roof assembly | [5 empty] | None -> default roof assembly

## Sumario
SUMÁRIO DA COMPARAÇÃO
Total de espaços no original: | 140
Total de espaços no extraído: | 140
Espaços em comum: | 140
Total de campos comparados: | 20580
Campos iguais: | 3892
Campos diferentes: | 5696
Percentagem de match: | 18.9%