## Comparacao
GENERAL | [17 empty] | INTERNALS | [47 empty] | INFILTRATION | [11 empty] | FLOORS | [38 empty] | PARTITIONS | [35 empty] | WALLS | [215 empty] | ROOFS
[18 empty] | PEOPLE | [14 empty] | LIGHTING | [14 empty] | EQUIPMENT | [5 empty] | MISC | [62 empty] | CEILING | [17 empty] | WALL | [17 empty] | WALL 1 | [26 empty] | WALL 2 | [26 empty] | WALL 3 | [26 empty] | WALL 4 | [26 empty] | WALL 5 | [26 empty] | WALL 6 | [26 empty] | WALL 7 | [26 empty] | WALL 8 | [26 empty] | ROOF 1 | [17 empty] | ROOF 2 | [17 empty] | ROOF 3 | [17 empty] | ROOF 4
Space Name | Space Name (E3A) | ? | Floor Area (m2) | Floor Area (m2) (E3A) | ? | Avg Ceiling Ht (m) | Avg Ceiling Ht (m) (E3A) | ? | Building Wt (kg/m2) | Building Wt (kg/m2) (E3A) | ? | Outdoor Air (valor) | Outdoor Air (valor) (E3A) | ? | OA Unit | OA Unit (E3A) | ? | Occupancy (people) | Occupancy (people) (E3A) | ? | Activity Level | Activity Level (E3A) | ? | Sensible (W/person) | Sensible (W/person) (E3A) | ? | Latent (W/person) | Latent (W/person) (E3A) | ? | Schedule | Schedule (E3A) | ? | Task Lighting (W) | Task Lighting (W) (E3A) | ? | General Ltg (W) | General Ltg (W) (E3A) | ? | Fixture Type | Fixture Type (E3A) | ? | Ballast Mult | Ballast Mult (E3A) | ? | Schedule | Schedule (E3A) | ? | Equipment (W/m2) | Equipment (W/m2) (E3A) | ? | Schedule | Schedule (E3A) | ? | Sensible (W) | Sensible (W) (E3A) | ? | Latent (W) | Latent (W) (E3A) | ? | Sens Sch | Sens Sch (E3A) | ? | Lat Sch | Lat Sch (E3A) | ? | Infil Method | Infil Method (E3A) | ? | Design Clg (ACH) | Design Clg (ACH) (E3A) | ? | Design Htg (ACH) | Design Htg (ACH) (E3A) | ? | Energy (ACH) | Energy (ACH) (E3A) | ? | Floor Type | Floor Type (E3A) | ? | Floor Area (m2) | Floor Area (m2) (E3A) | ? | U-Value (W/m2K) | U-Value (W/m2K) (E3A) | ? | Exp Perim (m) | Exp Perim (m) (E3A) | ? | Edge R (m2K/W) | Edge R (m2K/W) (E3A) | ? | Depth (m) | Depth (m) (E3A) | ? | Bsmt Wall U (W/m2K) | Bsmt Wall U (W/m2K) (E3A) | ? | Wall Ins R (m2K/W) | Wall Ins R (m2K/W) (E3A) | ? | Ins Depth (m) | Ins Depth (m) (E3A) | ? | Unc Max (C) | Unc Max (C) (E3A) | ? | Out Max (C) | Out Max (C) (E3A) | ? | Unc Min (C) | Unc Min (C) (E3A) | ? | Out Min (C) | Out Min (C) (E3A) | ? | Area (m2) | Area (m2) (E3A) | ? | U-Value (W/m2K) | U-Value (W/m2K) (E3A) | ? | Unc Max (C) | Unc Max (C) (E3A) | ? | Out Max (C) | Out Max (C) (E3A) | ? | Unc Min (C) | Unc Min (C) (E3A) | ? | Out Min (C) | Out Min (C) (E3A) | ? | Area (m2) | Area (m2) (E3A) | ? | U-Value (W/m2K) | U-Value (W/m2K) (E3A) | ? | Unc Max (C) | Unc Max (C) (E3A) | ? | Out Max (C) | Out Max (C) (E3A) | ? | Unc Min (C) | Unc Min (C) (E3A) | ? | Out Min (C) | Out Min (C) (E3A) | ? | Exposure | Exposure (E3A) | ? | Gross Area (m2) | Gross Area (m2) (E3A) | ? | Wall Type | Wall Type (E3A) | ? | Window 1 | Window 1 (E3A) | ? | Win1 Qty | Win1 Qty (E3A) | ? | Window 2 | Window 2 (E3A) | ? | Win2 Qty | Win2 Qty (E3A) | ? | Door | Door (E3A) | ? | Door Qty | Door Qty (E3A) | ? | Exposure | Exposure (E3A) | ? | Gross Area (m2) | Gross Area (m2) (E3A) | ? | Wall Type | Wall Type (E3A) | ? | Window 1 | Window 1 (E3A) | ? | Win1 Qty | Win1 Qty (E3A) | ? | Window 2 | Window 2 (E3A) | ? | Win2 Qty | Win2 Qty (E3A) | ? | Door | Door (E3A) | ? | Door Qty | Door Qty (E3A) | ? | Exposure | Exposure (E3A) | ? | Gross Area (m2) | Gross Area (m2) (E3A) | ? | Wall Type | Wall Type (E3A) | ? | Window 1 | Window 1 (E3A) | ? | Win1 Qty | Win1 Qty (E3A) | ? | Window 2 | Window 2 (E3A) | ? | Win2 Qty | Win2 Qty (E3A) | ? | Door | Door (E3A) | ? | Door Qty | Door Qty (E3A) | ? | Exposure | Exposure (E3A) | ? | Gross Area (m2) | Gross Area (m2) (E3A) | ? | Wall Type | Wall Type (E3A) | ? | Window 1 | Window 1 (E3A) | ? | Win1 Qty | Win1 Qty (E3A) | ? | Window 2 | Window 2 (E3A) | ? | Win2 Qty | Win2 Qty (E3A) | ? | Door | Door (E3A) | ? | Door Qty | Door Qty (E3A) | ? | Exposure | Exposure (E3A) | ? | Gross Area (m2) | Gross Area (m2) (E3A) | ? | Wall Type | Wall Type (E3A) | ? | Window 1 | Window 1 (E3A) | ? | Win1 Qty | Win1 Qty (E3A) | ? | Window 2 | Window 2 (E3A) | ? | Win2 Qty | Win2 Qty (E3A) | ? | Door | Door (E3A) | ? | Door Qty | Door Qty (E3A) | ? | Exposure | Exposure (E3A) | ? | Gross Area (m2) | Gross Area (m2) (E3A) | ? | Wall Type | Wall Type (E3A) | ? | Window 1 | Window 1 (E3A) | ? | Win1 Qty | Win1 Qty (E3A) | ? | Window 2 | Window 2 (E3A) | ? | Win2 Qty | Win2 Qty (E3A) | ? | Door | Door (E3A) | ? | Door Qty | Door Qty (E3A) | ? | Exposure | Exposure (E3A) | ? | Gross Area (m2) | Gross Area (m2) (E3A) | ? | Wall Type | Wall Type (E3A) | ? | Window 1 | Window 1 (E3A) | ? | Win1 Qty | Win1 Qty (E3A) | ? | Window 2 | Window 2 (E3A) | ? | Win2 Qty | Win2 Qty (E3A) | ? | Door | Door (E3A) | ? | Door Qty | Door Qty (E3A) | ? | Exposure | Exposure (E3A) | ? | Gross Area (m2) | Gross Area (m2) (E3A) | ? | Wall Type | Wall Type (E3A) | ? | Window 1 | Window 1 (E3A) | ? | Win1 Qty | Win1 Qty (E3A) | ? | Window 2 | Window 2 (E3A) | ? | Win2 Qty | Win2 Qty (E3A) | ? | Door | Door (E3A) | ? | Door Qty | Door Qty (E3A) | ? | Exposure | Exposure (E3A) | ? | Gross Area (m2) | Gross Area (m2) (E3A) | ? | Slope (deg) | Slope (deg) (E3A) | ? | Roof Type | Roof Type (E3A) | ? | Skylight | Skylight (E3A) | ? | Sky Qty | Sky Qty (E3A) | ? | Exposure | Exposure (E3A) | ? | Gross Area (m2) | Gross Area (m2) (E3A) | ? | Slope (deg) | Slope (deg) (E3A) | ? | Roof Type | Roof Type (E3A) | ? | Skylight | Skylight (E3A) | ? | Sky Qty | Sky Qty (E3A) | ? | Exposure | Exposure (E3A) | ? | Gross Area (m2) | Gross Area (m2) (E3A) | ? | Slope (deg) | Slope (deg) (E3A) | ? | Roof Type | Roof Type (E3A) | ? | Skylight | Skylight (E3A) | ? | Sky Qty | Sky Qty (E3A) | ? | Exposure | Exposure (E3A) | ? | Gross Area (m2) | Gross Area (m2) (E3A) | ? | Slope (deg) | Slope (deg) (E3A) | ? | Roof Type | Roof Type (E3A) | ? | Skylight | Skylight (E3A) | ? | Sky Qty | Sky Qty (E3A) | ?
A-06_001_Area_16 | A-06_001_Area_16 | OK | 631.655 | 631.65 | OK | 2.6 | 2.6 | OK | 200 | 200 | OK | 527 | 527 | OK | L/s | L/s | OK | 13 | 13 | OK | Office Work | Office Work | OK | 70 | 70 | OK | 45 | 45 | OK | Escritorio Ocup | Escritorio Ocup | OK |  | 0 |  | 7580 | 7580 | OK | Recessed Unvented | Recessed Unvented | OK | 1 | 1 | OK | Escritorio Ilum | Escritorio Ilum | OK | 15 | 15 | OK | Escritorio Equip | Escritorio Equip | OK |  | 0 |  |  | 0 |  |  | Sample Schedule | E3A |  | Sample Schedule | E3A | Air Change | Air Change | OK | 0.05 | 0.05 | OK | 0.05 | 0.05 | OK | 0.05 | 0.05 | OK | Slab Floor On Grade | Slab Floor On Grade | OK | 631.655 | 631.65 | OK | 0.5 | 0.5 | OK | 128.2486 | 128.25 | OK | 1 | 1 | OK |  | 0 |  |  | 0.568 | E3A |  | 0 |  |  | 0 |  |  | 23.9 | E3A |  | 35 | E3A |  | 23.9 | E3A |  | 12.8 | E3A | 631.655 | 631.65 | OK | 0.4 | 0.4 | OK | 30.4 | 30.4 | OK | 31.7 | 31.7 | OK | 7.8 | 7.8 | OK | 4.8 | 4.8 | OK | 85.5 | 85.5 | OK | 0.5 | 0.5 | OK | 30.4 | 30.4 | OK | 31.7 | 31.7 | OK | 7.8 | 7.8 | OK | 4.8 | 4.8 | OK |  |  |  |  | 0 |  |  | Default Wall Assembly | E3A |  | Sample Window Assembly | E3A |  |  |  |  | Sample Window Assembly | E3A | [13 empty] | 0 |  |  | Default Wall Assembly | E3A |  | Sample Window Assembly | E3A |  |  |  |  | Sample Window Assembly | E3A | [13 empty] | 0 |  |  | Default Wall Assembly | E3A |  | Sample Window Assembly | E3A |  |  |  |  | Sample Window Assembly | E3A | [13 empty] | 0 |  |  | Default Wall Assembly | E3A |  | Sample Window Assembly | E3A |  |  |  |  | Sample Window Assembly | E3A | [13 empty] | 0 |  |  | Default Wall Assembly | E3A |  | Sample Window Assembly | E3A |  |  |  |  | Sample Window Assembly | E3A | [13 empty] | 0 |  |  | Default Wall Assembly | E3A |  | Sample Window Assembly | E3A |  |  |  |  | Sample Window Assembly | E3A | [13 empty] | 0 |  |  | Default Wall Assembly | E3A |  | Sample Window Assembly | E3A |  |  |  |  | Sample Window Assembly | E3A | [13 empty] | 0 |  |  | Default Wall Assembly | E3A |  | Sample Window Assembly | E3A |  |  |  |  | Sample Window Assembly | E3A | [13 empty] | 0 | [5 empty] | Default Roof Assembly | E3A | [10 empty] | 0 | [5 empty] | Default Roof Assembly | E3A | [10 empty] | 0 | [5 empty] | Default Roof Assembly | E3A | [10 empty] | 0 | [5 empty] | Default Roof Assembly | E3A
A-06_002_Caixa_de_escada | A-06_002_Caixa_de_escada | OK | 21.1039 | 21.1 | OK | 2.6 | 2.6 | OK | 200 | 200 | OK | 18 | 18 | OK | L/s | L/s | OK | 0 | 0 |  |  | Office Work | E3A |  | 0 |  |  | 0 |  | Escritorio Ocup | Escritorio Ocup | OK |  | 0 |  | 106 | 106 | OK | Recessed Unvented | Recessed Unvented | OK | 1 | 1 | OK | Escritorio Ilum | Escritorio Ilum | OK | 0 | 0 |  | Escritorio Equip | Escritorio Equip | OK |  | 0 |  |  | 0 |  |  | Sample Schedule | E3A |  | Sample Schedule | E3A | Air Change | Air Change | OK | 0.05 | 0.05 | OK | 0.05 | 0.05 | OK | 0.05 | 0.05 | OK | Slab Floor On Grade | Slab Floor On Grade | OK | 21.1039 | 21.1 | OK | 0.5 | 0.5 | OK | 25.6327 | 25.63 | OK | 1 | 1 | OK |  | 0 |  |  | 0.568 | E3A |  | 0 |  |  | 0 |  |  | 23.9 | E3A |  | 35 | E3A |  | 23.9 | E3A |  | 12.8 | E3A | 21.1039 | 21.1 | OK | 0.4 | 0.4 | OK | 30.4 | 30.4 | OK | 31.7 | 31.7 | OK | 7.8 | 7.8 | OK | 4.8 | 4.8 | OK | 22.7 | 22.7 | OK | 0.5 | 0.5 | OK | 30.4 | 30.4 | OK | 31.7 | 31.7 | OK | 7.8 | 7.8 | OK | 4.8 | 4.8 | OK |  |  |  |  | 0 |  |  | Default Wall Assembly | E3A |  | Sample Window Assembly | E3A |  |  |  |  | Sample Window Assembly | E3A | [13 empty] | 0 |  |  | Default Wall Assembly | E3A |  | Sample Window Assembly | E3A |  |  |  |  | Sample Window Assembly | E3A | [13 empty] | 0 |  |  | Default Wall Assembly | E3A |  | Sample Window Assembly | E3A |  |  |  |  | Sample Window Assembly | E3A | [13 empty] | 0 |  |  | Default Wall Assembly | E3A |  | Sample Window Assembly | E3A |  |  |  |  | Sample Window Assembly | E3A | [13 empty] | 0 |  |  | Default Wall Assembly | E3A |  | Sample Window Assembly | E3A |  |  |  |  | Sample Window Assembly | E3A | [13 empty] | 0 |  |  | Default Wall Assembly | E3A |  | Sample Window Assembly | E3A |  |  |  |  | Sample Window Assembly | E3A | [13 empty] | 0 |  |  | Default Wall Assembly | E3A |  | Sample Window Assembly | E3A |  |  |  |  | Sample Window Assembly | E3A | [13 empty] | 0 |  |  | Default Wall Assembly | E3A |  | Sample Window Assembly | E3A |  |  |  |  | Sample Window Assembly | E3A | [13 empty] | 0 | [5 empty] | Default Roof Assembly | E3A | [10 empty] | 0 | [5 empty] | Default Roof Assembly | E3A | [10 empty] | 0 | [5 empty] | Default Roof Assembly | E3A | [10 empty] | 0 | [5 empty] | Default Roof Assembly | E3A
A-06_003_Caixa_de_escada | A-06_003_Caixa_de_escada | OK | 20.4437 | 20.44 | OK | 2.6 | 2.6 | OK | 200 | 200 | OK | 18 | 18 | OK | L/s | L/s | OK |  | 0 |  |  | Office Work | E3A |  | 0 |  |  | 0 |  | Escritorio Ocup | Escritorio Ocup | OK |  | 0 |  | 102 | 102 | OK | Recessed Unvented | Recessed Unvented | OK | 1 | 1 | OK | Escritorio Ilum | Escritorio Ilum | OK | 0 | 0 |  | Escritorio Equip | Escritorio Equip | OK |  | 0 |  |  | 0 |  |  | Sample Schedule | E3A |  | Sample Schedule | E3A | Air Change | Air Change | OK | 0.05 | 0.05 | OK | 0.05 | 0.05 | OK | 0.05 | 0.05 | OK | Slab Floor On Grade | Slab Floor On Grade | OK | 20.4437 | 20.44 | OK | 0.5 | 0.5 | OK | 26.746 | 26.75 | OK | 1 | 1 | OK |  | 0 |  |  | 0.568 | E3A |  | 0 |  |  | 0 |  |  | 23.9 | E3A |  | 35 | E3A |  | 23.9 | E3A |  | 12.8 | E3A | 20.4437 | 20.44 | OK | 0.4 | 0.4 | OK | 30.4 | 30.4 | OK | 31.7 | 31.7 | OK | 7.8 | 7.8 | OK | 4.8 | 4.8 | OK | 5.9 | 5.9 | OK | 0.5 | 0.5 | OK | 30.4 | 30.4 | OK | 31.7 | 31.7 | OK | 7.8 | 7.8 | OK | 4.8 | 4.8 | OK |  |  |  |  | 0 |  |  | Default Wall Assembly | E3A |  | Sample Window Assembly | E3A |  |  |  |  | Sample Window Assembly | E3A | [13 empty] | 0 |  |  | Default Wall Assembly | E3A |  | Sample Window Assembly | E3A |  |  |  |  | Sample Window Assembly | E3A | [13 empty] | 0 |  |  | Default Wall Assembly | E3A |  | Sample Window Assembly | E3A |  |  |  |  | Sample Window Assembly | E3A | [13 empty] | 0 |  |  | Default Wall Assembly | E3A |  | Sample Window Assembly | E3A |  |  |  |  | Sample Window Assembly | E3A | [13 empty] | 0 |  |  | Default Wall Assembly | E3A |  | Sample Window Assembly | E3A |  |  |  |  | Sample Window Assembly | E3A | [13 empty] | 0 |  |  | Default Wall Assembly | E3A |  | Sample Window Assembly | E3A |  |  |  |  | Sample Window Assembly | E3A | [13 empty] | 0 |  |  | Default Wall Assembly | E3A |  | Sample Window Assembly | E3A |  |  |  |  | Sample Window Assembly | E3A | [13 empty] | 0 |  |  | Default Wall Assembly | E3A |  | Sample Window Assembly | E3A |  |  |  |  | Sample Window Assembly | E3A | [13 empty] | 0 | [5 empty] | Default Roof Assembly | E3A | [10 empty] | 0 | [5 empty] | Default Roof Assembly | E3A | [10 empty] | 0 | [5 empty] | Default Roof Assembly | E3A | [10 empty] | 0 | [5 empty] | Default Roof Assembly | E3A
A-06_004_Caixa_de_escada | A-06_004_Caixa_de_escada | OK | 19.7007 | 19.7 | OK | 2.6 | 2.6 | OK | 200 | 200 | OK | 17 | 17 | OK | L/s | L/s | OK |  | 0 |  |  | Office Work | E3A |  | 0 |  |  | 0 |  | Escritorio Ocup | Escritorio Ocup | OK |  | 0 |  | 99 | 99 | OK | Recessed Unvented | Recessed Unvented | OK | 1 | 1 | OK | Escritorio Ilum | Escritorio Ilum | OK | 0 | 0 |  | Escritorio Equip | Escritorio Equip | OK |  | 0 |  |  | 0 |  |  | Sample Schedule | E3A |  | Sample Schedule | E3A | Air Change | Air Change | OK | 0.05 | 0.05 | OK | 0.05 | 0.05 | OK | 0.05 | 0.05 | OK | Slab Floor On Grade | Slab Floor On Grade | OK | 19.7007 | 19.7 | OK | 0.5 | 0.5 | OK | 25.1102 | 25.11 | OK | 1 | 1 | OK |  | 0 |  |  | 0.568 | E3A |  | 0 |  |  | 0 |  |  | 23.9 | E3A |  | 35 | E3A |  | 23.9 | E3A |  | 12.8 | E3A | 19.7007 | 19.7 | OK | 0.4 | 0.4 | OK | 30.4 | 30.4 | OK | 31.7 | 31.7 | OK | 7.8 | 7.8 | OK | 4.8 | 4.8 | OK | 4.4 | 4.4 | OK | 0.5 | 0.5 | OK | 30.4 | 30.4 | OK | 31.7 | 31.7 | OK | 7.8 | 7.8 | OK | 4.8 | 4.8 | OK |  |  |  |  | 0 |  |  | Default Wall Assembly | E3A |  | Sample Window Assembly | E3A |  |  |  |  | Sample Window Assembly | E3A | [13 empty] | 0 |  |  | Default Wall Assembly | E3A |  | Sample Window Assembly | E3A |  |  |  |  | Sample Window Assembly | E3A | [13 empty] | 0 |  |  | Default Wall Assembly | E3A |  | Sample Window Assembly | E3A |  |  |  |  | Sample Window Assembly | E3A | [13 empty] | 0 |  |  | Default Wall Assembly | E3A |  | Sample Window Assembly | E3A |  |  |  |  | Sample Window Assembly | E3A | [13 empty] | 0 |  |  | Default Wall Assembly | E3A |  | Sample Window Assembly | E3A |  |  |  |  | Sample Window Assembly | E3A | [13 empty] | 0 |  |  | Default Wall Assembly | E3A |  | Sample Window Assembly | E3A |  |  |  |  | Sample Window Assembly | E3A | [13 empty] | 0 |  |  | Default Wall Assembly | E3A |  | Sample Window Assembly | E3A |  |  |  |  | Sample Window Assembly | E3A | [13 empty] | 0 |  |  | Default Wall Assembly | E3A |  | Sample Window Assembly | E3A |  |  |  |  | Sample Window Assembly | E3A | [13 empty] | 0 | [5 empty] | Default Roof Assembly | E3A | [10 empty] | 0 | [5 empty] | Default Roof Assembly | E3A | [10 empty] | 0 | [5 empty] | Default Roof Assembly | E3A | [10 empty] | 0 | [5 empty] | Default Roof Assembly | E3A
A-06_005_Circulacao | A-06_005_Circulacao | OK | 35.4705 | 35.47 | OK | 2.6 | 2.6 | OK | 200 | 200 | OK | 30 | 30 | OK | L/s | L/s | OK |  | 0 |  |  | Office Work | E3A |  | 0 |  |  | 0 |  | Escritorio Ocup | Escritorio Ocup | OK |  | 0 |  | 284 | 284 | OK | Recessed Unvented | Recessed Unvented | OK | 1 | 1 | OK | Escritorio Ilum | Escritorio Ilum | OK | 0 | 0 |  | Escritorio Equip | Escritorio Equip | OK |  | 0 |  |  | 0 |  |  | Sample Schedule | E3A |  | Sample Schedule | E3A | Air Change | Air Change | OK | 0.05 | 0.05 | OK | 0.05 | 0.05 | OK | 0.05 | 0.05 | OK | Slab Floor On Grade | Slab Floor On Grade | OK | 35.4705 | 35.47 | OK | 0.5 | 0.5 | OK | 37.3581 | 37.36 | OK | 1 | 1 | OK |  | 0 |  |  | 0.568 | E3A |  | 0 |  |  | 0 |  |  | 23.9 | E3A |  | 35 | E3A |  | 23.9 | E3A |  | 12.8 | E3A | 35.4705 | 35.47 | OK | 0.4 | 0.4 | OK | 30.4 | 30.4 | OK | 31.7 | 31.7 | OK | 7.8 | 7.8 | OK | 4.8 | 4.8 | OK | 28.4 | 28.4 | OK | 0.5 | 0.5 | OK | 30.4 | 30.4 | OK | 31.7 | 31.7 | OK | 7.8 | 7.8 | OK | 4.8 | 4.8 | OK |  |  |  |  | 0 |  |  | Default Wall Assembly | E3A |  | Sample Window Assembly | E3A |  |  |  |  | Sample Window Assembly | E3A | [13 empty] | 0 |  |  | Default Wall Assembly | E3A |  | Sample Window Assembly | E3A |  |  |  |  | Sample Window Assembly | E3A | [13 empty] | 0 |  |  | Default Wall Assembly | E3A |  | Sample Window Assembly | E3A |  |  |  |  | Sample Window Assembly | E3A | [13 empty] | 0 |  |  | Default Wall Assembly | E3A |  | Sample Window Assembly | E3A |  |  |  |  | Sample Window Assembly | E3A | [13 empty] | 0 |  |  | Default Wall Assembly | E3A |  | Sample Window Assembly | E3A |  |  |  |  | Sample Window Assembly | E3A | [13 empty] | 0 |  |  | Default Wall Assembly | E3A |  | Sample Window Assembly | E3A |  |  |  |  | Sample Window Assembly | E3A | [13 empty] | 0 |  |  | Default Wall Assembly | E3A |  | Sample Window Assembly | E3A |  |  |  |  | Sample Window Assembly | E3A | [13 empty] | 0 |  |  | Default Wall Assembly | E3A |  | Sample Window Assembly | E3A |  |  |  |  | Sample Window Assembly | E3A | [13 empty] | 0 | [5 empty] | Default Roof Assembly | E3A | [10 empty] | 0 | [5 empty] | Default Roof Assembly | E3A | [10 empty] | 0 | [5 empty] | Default Roof Assembly | E3A | [10 empty] | 0 | [5 empty] | Default Roof Assembly | E3A
A-06_006_Circulacao | A-06_006_Circulacao | OK | 18.1552 | 18.16 | OK | 2.6 | 2.6 | OK | 200 | 200 | OK | 16 | 16 | OK | L/s | L/s | OK |  | 0 |  |  | Office Work | E3A |  | 0 |  |  | 0 |  | Escritorio Ocup | Escritorio Ocup | OK |  | 0 |  | 145 | 145 | OK | Recessed Unvented | Recessed Unvented | OK | 1 | 1 | OK | Escritorio Ilum | Escritorio Ilum | OK | 0 | 0 |  | Escritorio Equip | Escritorio Equip | OK |  | 0 |  |  | 0 |  |  | Sample Schedule | E3A |  | Sample Schedule | E3A | Air Change | Air Change | OK | 0.05 | 0.05 | OK | 0.05 | 0.05 | OK | 0.05 | 0.05 | OK | Slab Floor On Grade | Slab Floor On Grade | OK | 18.1552 | 18.16 | OK | 0.5 | 0.5 | OK | 24.2125 | 24.21 | OK | 1 | 1 | OK |  | 0 |  |  | 0.568 | E3A |  | 0 |  |  | 0 |  |  | 23.9 | E3A |  | 35 | E3A |  | 23.9 | E3A |  | 12.8 | E3A | 18.1552 | 18.16 | OK | 0.4 | 0.4 | OK | 30.4 | 30.4 | OK | 31.7 | 31.7 | OK | 7.8 | 7.8 | OK | 4.8 | 4.8 | OK | 17.2 | 17.2 | OK | 0.5 | 0.5 | OK | 30.4 | 30.4 | OK | 31.7 | 31.7 | OK | 7.8 | 7.8 | OK | 4.8 | 4.8 | OK |  |  |  |  | 0 |  |  | Default Wall Assembly | E3A |  | Sample Window Assembly | E3A |  |  |  |  | Sample Window Assembly | E3A | [13 empty] | 0 |  |  | Default Wall Assembly | E3A |  | Sample Window Assembly | E3A |  |  |  |  | Sample Window Assembly | E3A | [13 empty] | 0 |  |  | Default Wall Assembly | E3A |  | Sample Window Assembly | E3A |  |  |  |  | Sample Window Assembly | E3A | [13 empty] | 0 |  |  | Default Wall Assembly | E3A |  | Sample Window Assembly | E3A |  |  |  |  | Sample Window Assembly | E3A | [13 empty] | 0 |  |  | Default Wall Assembly | E3A |  | Sample Window Assembly | E3A |  |  |  |  | Sample Window Assembly | E3A | [13 empty] | 0 |  |  | Default Wall Assembly | E3A |  | Sample Window Assembly | E3A |  |  |  |  | Sample Window Assembly | E3A | [13 empty] | 0 |  |  | Default Wall Assembly | E3A |  | Sample Window Assembly | E3A |  |  |  |  | Sample Window Assembly | E3A | [13 empty] | 0 |  |  | Default Wall Assembly | E3A |  | Sample Window Assembly | E3A |  |  |  |  | Sample Window Assembly | E3A | [13 empty] | 0 | [5 empty] | Default Roof Assembly | E3A | [10 empty] | 0 | [5 empty] | Default Roof Assembly | E3A | [10 empty] | 0 | [5 empty] | Default Roof Assembly | E3A | [10 empty] | 0 | [5 empty] | Default Roof Assembly | E3A
A-06_007_Zonas_tecnicas_ | A-06_007_Zonas_tecnicas_ | OK | 128.1839 | 128.18 | OK | 2.6 | 2.6 | OK | 200 | 200 | OK | 107 | 107 | OK | L/s | L/s | OK |  | 0 |  |  | Office Work | E3A |  | 0 |  |  | 0 |  | Sample Schedule | Sample Schedule | OK |  | 0 |  | 641 | 641 | OK | Recessed Unvented | Recessed Unvented | OK | 1 | 1 | OK | Sample Schedule | Sample Schedule | OK | 5 | 5 | OK | Sample Schedule | Sample Schedule | OK |  | 0 |  |  | 0 |  |  | Sample Schedule | E3A |  | Sample Schedule | E3A | Air Change | Air Change | OK | 0.05 | 0.05 | OK | 0.05 | 0.05 | OK | 0.05 | 0.05 | OK | Slab Floor On Grade | Slab Floor On Grade | OK | 128.1839 | 128.18 | OK | 0.5 | 0.5 | OK | 22.6437 | 22.64 | OK | 1 | 1 | OK |  | 0 |  |  | 0.568 | E3A |  | 0 |  |  | 0 |  |  | 23.9 | E3A |  | 35 | E3A |  | 23.9 | E3A |  | 12.8 | E3A | 128.1839 | 128.18 | OK | 0.4 | 0.4 | OK | 30.4 | 30.4 | OK | 31.7 | 31.7 | OK | 7.8 | 7.8 | OK | 4.8 | 4.8 | OK |  | 0 |  |  | 2.839 | E3A |  | 23.9 | E3A |  | 35 | E3A |  | 23.9 | E3A |  | 12.8 | E3A |  |  |  |  | 0 |  |  | Default Wall Assembly | E3A |  | Sample Window Assembly | E3A |  |  |  |  | Sample Window Assembly | E3A | [13 empty] | 0 |  |  | Default Wall Assembly | E3A |  | Sample Window Assembly | E3A |  |  |  |  | Sample Window Assembly | E3A | [13 empty] | 0 |  |  | Default Wall Assembly | E3A |  | Sample Window Assembly | E3A |  |  |  |  | Sample Window Assembly | E3A | [13 empty] | 0 |  |  | Default Wall Assembly | E3A |  | Sample Window Assembly | E3A |  |  |  |  | Sample Window Assembly | E3A | [13 empty] | 0 |  |  | Default Wall Assembly | E3A |  | Sample Window Assembly | E3A |  |  |  |  | Sample Window Assembly | E3A | [13 empty] | 0 |  |  | Default Wall Assembly | E3A |  | Sample Window Assembly | E3A |  |  |  |  | Sample Window Assembly | E3A | [13 empty] | 0 |  |  | Default Wall Assembly | E3A |  | Sample Window Assembly | E3A |  |  |  |  | Sample Window Assembly | E3A | [13 empty] | 0 |  |  | Default Wall Assembly | E3A |  | Sample Window Assembly | E3A |  |  |  |  | Sample Window Assembly | E3A | [13 empty] | 0 | [5 empty] | Default Roof Assembly | E3A | [10 empty] | 0 | [5 empty] | Default Roof Assembly | E3A | [10 empty] | 0 | [5 empty] | Default Roof Assembly | E3A | [10 empty] | 0 | [5 empty] | Default Roof Assembly | E3A
A-06_008_IS | A-06_008_IS | OK | 3.9202 | 3.92 | OK | 2.6 | 2.6 | OK | 200 | 200 | OK | 4 | 4 | OK | L/s | L/s | OK |  | 0 |  |  | Office Work | E3A |  | 0 |  |  | 0 |  | Escritorio Ocup | Escritorio Ocup | OK |  | 0 |  | 31 | 31 | OK | Recessed Unvented | Recessed Unvented | OK | 1 | 1 | OK | Escritorio Ilum | Escritorio Ilum | OK | 5 | 5 | OK | Escritorio Equip | Escritorio Equip | OK |  | 0 |  |  | 0 |  |  | Sample Schedule | E3A |  | Sample Schedule | E3A | Air Change | Air Change | OK | 0.05 | 0.05 | OK | 0.05 | 0.05 | OK | 0.05 | 0.05 | OK | Slab Floor On Grade | Slab Floor On Grade | OK | 3.9202 | 3.92 | OK | 0.5 | 0.5 | OK | 8.1934 | 8.19 | OK | 1 | 1 | OK |  | 0 |  |  | 0.568 | E3A |  | 0 |  |  | 0 |  |  | 23.9 | E3A |  | 35 | E3A |  | 23.9 | E3A |  | 12.8 | E3A | 3.9202 | 3.92 | OK | 0.4 | 0.4 | OK | 30.4 | 30.4 | OK | 31.7 | 31.7 | OK | 7.8 | 7.8 | OK | 4.8 | 4.8 | OK |  | 0 |  |  | 2.839 | E3A |  | 23.9 | E3A |  | 35 | E3A |  | 23.9 | E3A |  | 12.8 | E3A |  |  |  |  | 0 |  |  | Default Wall Assembly | E3A |  | Sample Window Assembly | E3A |  |  |  |  | Sample Window Assembly | E3A | [13 empty] | 0 |  |  | Default Wall Assembly | E3A |  | Sample Window Assembly | E3A |  |  |  |  | Sample Window Assembly | E3A | [13 empty] | 0 |  |  | Default Wall Assembly | E3A |  | Sample Window Assembly | E3A |  |  |  |  | Sample Window Assembly | E3A | [13 empty] | 0 |  |  | Default Wall Assembly | E3A |  | Sample Window Assembly | E3A |  |  |  |  | Sample Window Assembly | E3A | [13 empty] | 0 |  |  | Default Wall Assembly | E3A |  | Sample Window Assembly | E3A |  |  |  |  | Sample Window Assembly | E3A | [13 empty] | 0 |  |  | Default Wall Assembly | E3A |  | Sample Window Assembly | E3A |  |  |  |  | Sample Window Assembly | E3A | [13 empty] | 0 |  |  | Default Wall Assembly | E3A |  | Sample Window Assembly | E3A |  |  |  |  | Sample Window Assembly | E3A | [13 empty] | 0 |  |  | Default Wall Assembly | E3A |  | Sample Window Assembly | E3A |  |  |  |  | Sample Window Assembly | E3A | [13 empty] | 0 | [5 empty] | Default Roof Assembly | E3A | [10 empty] | 0 | [5 empty] | Default Roof Assembly | E3A | [10 empty] | 0 | [5 empty] | Default Roof Assembly | E3A | [10 empty] | 0 | [5 empty] | Default Roof Assembly | E3A
A-06_009_Estacionamento_ | A-06_009_Estacionamento_ | OK | 386.7742 | 386.77 | OK | 2.6 | 2.6 | OK | 200 | 200 | OK | 323 | 323 | OK | L/s | L/s | OK |  | 0 |  |  | Office Work | E3A |  | 0 |  |  | 0 |  | Sample Schedule | Sample Schedule | OK |  | 0 |  | 774 | 774 | OK | Recessed Unvented | Recessed Unvented | OK | 1 | 1 | OK | Sample Schedule | Sample Schedule | OK | 0 | 0 |  | Sample Schedule | Sample Schedule | OK |  | 0 |  |  | 0 |  |  | Sample Schedule | E3A |  | Sample Schedule | E3A | Air Change | Air Change | OK | 0.05 | 0.05 | OK | 0.05 | 0.05 | OK | 0.05 | 0.05 | OK | Slab Floor On Grade | Slab Floor On Grade | OK | 386.7742 | 386.77 | OK | 0.5 | 0.5 | OK | 39.3332 | 39.33 | OK | 1 | 1 | OK |  | 0 |  |  | 0.568 | E3A |  | 0 |  |  | 0 |  |  | 23.9 | E3A |  | 35 | E3A |  | 23.9 | E3A |  | 12.8 | E3A | 386.7742 | 386.77 | OK | 0.4 | 0.4 | OK | 30.4 | 30.4 | OK | 31.7 | 31.7 | OK | 7.8 | 7.8 | OK | 4.8 | 4.8 | OK |  | 0 |  |  | 2.839 | E3A |  | 23.9 | E3A |  | 35 | E3A |  | 23.9 | E3A |  | 12.8 | E3A |  |  |  |  | 0 |  |  | Default Wall Assembly | E3A |  | Sample Window Assembly | E3A |  |  |  |  | Sample Window Assembly | E3A | [13 empty] | 0 |  |  | Default Wall Assembly | E3A |  | Sample Window Assembly | E3A |  |  |  |  | Sample Window Assembly | E3A | [13 empty] | 0 |  |  | Default Wall Assembly | E3A |  | Sample Window Assembly | E3A |  |  |  |  | Sample Window Assembly | E3A | [13 empty] | 0 |  |  | Default Wall Assembly | E3A |  | Sample Window Assembly | E3A |  |  |  |  | Sample Window Assembly | E3A | [13 empty] | 0 |  |  | Default Wall Assembly | E3A |  | Sample Window Assembly | E3A |  |  |  |  | Sample Window Assembly | E3A | [13 empty] | 0 |  |  | Default Wall Assembly | E3A |  | Sample Window Assembly | E3A |  |  |  |  | Sample Window Assembly | E3A | [13 empty] | 0 |  |  | Default Wall Assembly | E3A |  | Sample Window Assembly | E3A |  |  |  |  | Sample Window Assembly | E3A | [13 empty] | 0 |  |  | Default Wall Assembly | E3A |  | Sample Window Assembly | E3A |  |  |  |  | Sample Window Assembly | E3A | [13 empty] | 0 | [5 empty] | Default Roof Assembly | E3A | [10 empty] | 0 | [5 empty] | Default Roof Assembly | E3A | [10 empty] | 0 | [5 empty] | Default Roof Assembly | E3A | [10 empty] | 0 | [5 empty] | Default Roof Assembly | E3A
B-05_001_Area_21 | B-05_001_Area_21 | OK | 631.655 | 631.65 | OK | 2.6 | 2.6 | OK | 200 | 200 | OK | 527 | 527 | OK | L/s | L/s | OK | 15 | 15 | OK | Office Work | Office Work | OK | 70 | 70 | OK | 45 | 45 | OK | Escritorio Ocup | Escritorio Ocup | OK |  | 0 |  | 7580 | 7580 | OK | Recessed Unvented | Recessed Unvented | OK | 1 | 1 | OK | Escritorio Ilum | Escritorio Ilum | OK | 15 | 15 | OK | Escritorio Equip | Escritorio Equip | OK |  | 0 |  |  | 0 |  |  | Sample Schedule | E3A |  | Sample Schedule | E3A | Air Change | Air Change | OK | 0.05 | 0.05 | OK | 0.05 | 0.05 | OK | 0.05 | 0.05 | OK | Floor Above Uncond Space | Floor Above Uncond Space | OK | 631.655 | 631.65 | OK | 0.45 | 0.45 | OK |  | 0 |  |  | 0 |  |  | 0 |  |  | 0.568 | E3A |  | 0 |  |  | 0 |  | 30.4 | 30.4 | OK | 31.7 | 31.7 | OK | 7.8 | 7.8 | OK | 4.8 | 4.8 | OK | 320.722 | 320.72 | OK | 0.4 | 0.4 | OK | 30.4 | 30.4 | OK | 31.7 | 31.7 | OK | 7.8 | 7.8 | OK | 4.8 | 4.8 | OK | 95.7 | 95.7 | OK | 0.5 | 0.5 | OK | 30.4 | 30.4 | OK | 31.7 | 31.7 | OK | 7.8 | 7.8 | OK | 4.8 | 4.8 | OK |  |  |  |  | 0 |  |  | Default Wall Assembly | E3A |  | Sample Window Assembly | E3A |  |  |  |  | Sample Window Assembly | E3A | [13 empty] | 0 |  |  | Default Wall Assembly | E3A |  | Sample Window Assembly | E3A |  |  |  |  | Sample Window Assembly | E3A | [13 empty] | 0 |  |  | Default Wall Assembly | E3A |  | Sample Window Assembly | E3A |  |  |  |  | Sample Window Assembly | E3A | [13 empty] | 0 |  |  | Default Wall Assembly | E3A |  | Sample Window Assembly | E3A |  |  |  |  | Sample Window Assembly | E3A | [13 empty] | 0 |  |  | Default Wall Assembly | E3A |  | Sample Window Assembly | E3A |  |  |  |  | Sample Window Assembly | E3A | [13 empty] | 0 |  |  | Default Wall Assembly | E3A |  | Sample Window Assembly | E3A |  |  |  |  | Sample Window Assembly | E3A | [13 empty] | 0 |  |  | Default Wall Assembly | E3A |  | Sample Window Assembly | E3A |  |  |  |  | Sample Window Assembly | E3A | [13 empty] | 0 |  |  | Default Wall Assembly | E3A |  | Sample Window Assembly | E3A |  |  |  |  | Sample Window Assembly | E3A | [13 empty] | 0 | [5 empty] | Default Roof Assembly | E3A | [10 empty] | 0 | [5 empty] | Default Roof Assembly | E3A | [10 empty] | 0 | [5 empty] | Default Roof Assembly | E3A | [10 empty] | 0 | [5 empty] | Default Roof Assembly | E3A
B-05_002_Caixa_de_escada | B-05_002_Caixa_de_escada | OK | 20.4437 | 20.44 | OK | 2.6 | 2.6 | OK | 200 | 200 | OK | 18 | 18 | OK | L/s | L/s | OK |  | 0 |  |  | Office Work | E3A |  | 0 |  |  | 0 |  | Escritorio Ocup | Escritorio Ocup | OK |  | 0 |  | 102 | 102 | OK | Recessed Unvented | Recessed Unvented | OK | 1 | 1 | OK | Escritorio Ilum | Escritorio Ilum | OK | 0 | 0 |  | Escritorio Equip | Escritorio Equip | OK |  | 0 |  |  | 0 |  |  | Sample Schedule | E3A |  | Sample Schedule | E3A | Air Change | Air Change | OK | 0.05 | 0.05 | OK | 0.05 | 0.05 | OK | 0.05 | 0.05 | OK | Floor Above Uncond Space | Floor Above Uncond Space | OK | 20.4437 | 20.44 | OK | 0.45 | 0.45 | OK |  | 0 |  |  | 0 |  |  | 0 |  |  | 0.568 | E3A |  | 0 |  |  | 0 |  | 30.4 | 30.4 | OK | 31.7 | 31.7 | OK | 7.8 | 7.8 | OK | 4.8 | 4.8 | OK | 20.4437 | 20.44 | OK | 0.4 | 0.4 | OK | 30.4 | 30.4 | OK | 31.7 | 31.7 | OK | 7.8 | 7.8 | OK | 4.8 | 4.8 | OK | 12.6 | 12.6 | OK | 0.5 | 0.5 | OK | 30.4 | 30.4 | OK | 31.7 | 31.7 | OK | 7.8 | 7.8 | OK | 4.8 | 4.8 | OK |  |  |  |  | 0 |  |  | Default Wall Assembly | E3A |  | Sample Window Assembly | E3A |  |  |  |  | Sample Window Assembly | E3A | [13 empty] | 0 |  |  | Default Wall Assembly | E3A |  | Sample Window Assembly | E3A |  |  |  |  | Sample Window Assembly | E3A | [13 empty] | 0 |  |  | Default Wall Assembly | E3A |  | Sample Window Assembly | E3A |  |  |  |  | Sample Window Assembly | E3A | [13 empty] | 0 |  |  | Default Wall Assembly | E3A |  | Sample Window Assembly | E3A |  |  |  |  | Sample Window Assembly | E3A | [13 empty] | 0 |  |  | Default Wall Assembly | E3A |  | Sample Window Assembly | E3A |  |  |  |  | Sample Window Assembly | E3A | [13 empty] | 0 |  |  | Default Wall Assembly | E3A |  | Sample Window Assembly | E3A |  |  |  |  | Sample Window Assembly | E3A | [13 empty] | 0 |  |  | Default Wall Assembly | E3A |  | Sample Window Assembly | E3A |  |  |  |  | Sample Window Assembly | E3A | [13 empty] | 0 |  |  | Default Wall Assembly | E3A |  | Sample Window Assembly | E3A |  |  |  |  | Sample Window Assembly | E3A | [13 empty] | 0 | [5 empty] | Default Roof Assembly | E3A | [10 empty] | 0 | [5 empty] | Default Roof Assembly | E3A | [10 empty] | 0 | [5 empty] | Default Roof Assembly | E3A | [10 empty] | 0 | [5 empty] | Default Roof Assembly | E3A
B-05_003_Caixa_de_escada | B-05_003_Caixa_de_escada | OK | 21.1039 | 21.1 | OK | 2.6 | 2.6 | OK | 200 | 200 | OK | 18 | 18 | OK | L/s | L/s | OK |  | 0 |  |  | Office Work | E3A |  | 0 |  |  | 0 |  | Escritorio Ocup | Escritorio Ocup | OK |  | 0 |  | 106 | 106 | OK | Recessed Unvented | Recessed Unvented | OK | 1 | 1 | OK | Escritorio Ilum | Escritorio Ilum | OK | 0 | 0 |  | Escritorio Equip | Escritorio Equip | OK |  | 0 |  |  | 0 |  |  | Sample Schedule | E3A |  | Sample Schedule | E3A | Air Change | Air Change | OK | 0.05 | 0.05 | OK | 0.05 | 0.05 | OK | 0.05 | 0.05 | OK | Floor Above Uncond Space | Floor Above Uncond Space | OK | 21.1039 | 21.1 | OK | 0.45 | 0.45 | OK |  | 0 |  |  | 0 |  |  | 0 |  |  | 0.568 | E3A |  | 0 |  |  | 0 |  | 30.4 | 30.4 | OK | 31.7 | 31.7 | OK | 7.8 | 7.8 | OK | 4.8 | 4.8 | OK | 21.1039 | 21.1 | OK | 0.4 | 0.4 | OK | 30.4 | 30.4 | OK | 31.7 | 31.7 | OK | 7.8 | 7.8 | OK | 4.8 | 4.8 | OK | 22.4 | 22.4 | OK | 0.5 | 0.5 | OK | 30.4 | 30.4 | OK | 31.7 | 31.7 | OK | 7.8 | 7.8 | OK | 4.8 | 4.8 | OK |  |  |  |  | 0 |  |  | Default Wall Assembly | E3A |  | Sample Window Assembly | E3A |  |  |  |  | Sample Window Assembly | E3A | [13 empty] | 0 |  |  | Default Wall Assembly | E3A |  | Sample Window Assembly | E3A |  |  |  |  | Sample Window Assembly | E3A | [13 empty] | 0 |  |  | Default Wall Assembly | E3A |  | Sample Window Assembly | E3A |  |  |  |  | Sample Window Assembly | E3A | [13 empty] | 0 |  |  | Default Wall Assembly | E3A |  | Sample Window Assembly | E3A |  |  |  |  | Sample Window Assembly | E3A | [13 empty] | 0 |  |  | Default Wall Assembly | E3A |  | Sample Window Assembly | E3A |  |  |  |  | Sample Window Assembly | E3A | [13 empty] | 0 |  |  | Default Wall Assembly | E3A |  | Sample Window Assembly | E3A |  |  |  |  | Sample Window Assembly | E3A | [13 empty] | 0 |  |  | Default Wall Assembly | E3A |  | Sample Window Assembly | E3A |  |  |  |  | Sample Window Assembly | E3A | [13 empty] | 0 |  |  | Default Wall Assembly | E3A |  | Sample Window Assembly | E3A |  |  |  |  | Sample Window Assembly | E3A | [13 empty] | 0 | [5 empty] | Default Roof Assembly | E3A | [10 empty] | 0 | [5 empty] | Default Roof Assembly | E3A | [10 empty] | 0 | [5 empty] | Default Roof Assembly | E3A | [10 empty] | 0 | [5 empty] | Default Roof Assembly | E3A
B-05_004_Caixa_de_escada | B-05_004_Caixa_de_escada | OK | 19.7007 | 19.7 | OK | 2.6 | 2.6 | OK | 200 | 200 | OK | 17 | 17 | OK | L/s | L/s | OK |  | 0 |  |  | Office Work | E3A |  | 0 |  |  | 0 |  | Escritorio Ocup | Escritorio Ocup | OK |  | 0 |  | 99 | 99 | OK | Recessed Unvented | Recessed Unvented | OK | 1 | 1 | OK | Escritorio Ilum | Escritorio Ilum | OK | 0 | 0 |  | Escritorio Equip | Escritorio Equip | OK |  | 0 |  |  | 0 |  |  | Sample Schedule | E3A |  | Sample Schedule | E3A | Air Change | Air Change | OK | 0.05 | 0.05 | OK | 0.05 | 0.05 | OK | 0.05 | 0.05 | OK | Floor Above Uncond Space | Floor Above Uncond Space | OK | 19.7007 | 19.7 | OK | 0.45 | 0.45 | OK |  | 0 |  |  | 0 |  |  | 0 |  |  | 0.568 | E3A |  | 0 |  |  | 0 |  | 30.4 | 30.4 | OK | 31.7 | 31.7 | OK | 7.8 | 7.8 | OK | 4.8 | 4.8 | OK | 19.7007 | 19.7 | OK | 0.4 | 0.4 | OK | 30.4 | 30.4 | OK | 31.7 | 31.7 | OK | 7.8 | 7.8 | OK | 4.8 | 4.8 | OK | 4.4 | 4.4 | OK | 0.5 | 0.5 | OK | 30.4 | 30.4 | OK | 31.7 | 31.7 | OK | 7.8 | 7.8 | OK | 4.8 | 4.8 | OK |  |  |  |  | 0 |  |  | Default Wall Assembly | E3A |  | Sample Window Assembly | E3A |  |  |  |  | Sample Window Assembly | E3A | [13 empty] | 0 |  |  | Default Wall Assembly | E3A |  | Sample Window Assembly | E3A |  |  |  |  | Sample Window Assembly | E3A | [13 empty] | 0 |  |  | Default Wall Assembly | E3A |  | Sample Window Assembly | E3A |  |  |  |  | Sample Window Assembly | E3A | [13 empty] | 0 |  |  | Default Wall Assembly | E3A |  | Sample Window Assembly | E3A |  |  |  |  | Sample Window Assembly | E3A | [13 empty] | 0 |  |  | Default Wall Assembly | E3A |  | Sample Window Assembly | E3A |  |  |  |  | Sample Window Assembly | E3A | [13 empty] | 0 |  |  | Default Wall Assembly | E3A |  | Sample Window Assembly | E3A |  |  |  |  | Sample Window Assembly | E3A | [13 empty] | 0 |  |  | Default Wall Assembly | E3A |  | Sample Window Assembly | E3A |  |  |  |  | Sample Window Assembly | E3A | [13 empty] | 0 |  |  | Default Wall Assembly | E3A |  | Sample Window Assembly | E3A |  |  |  |  | Sample Window Assembly | E3A | [13 empty] | 0 | [5 empty] | Default Roof Assembly | E3A | [10 empty] | 0 | [5 empty] | Default Roof Assembly | E3A | [10 empty] | 0 | [5 empty] | Default Roof Assembly | E3A | [10 empty] | 0 | [5 empty] | Default Roof Assembly | E3A
B-05_005_Circulacao | B-05_005_Circulacao | OK | 18.1552 | 18.16 | OK | 2.6 | 2.6 | OK | 200 | 200 | OK | 16 | 16 | OK | L/s | L/s | OK |  | 0 |  |  | Office Work | E3A |  | 0 |  |  | 0 |  | Escritorio Ocup | Escritorio Ocup | OK |  | 0 |  | 145 | 145 | OK | Recessed Unvented | Recessed Unvented | OK | 1 | 1 | OK | Escritorio Ilum | Escritorio Ilum | OK | 0 | 0 |  | Escritorio Equip | Escritorio Equip | OK |  | 0 |  |  | 0 |  |  | Sample Schedule | E3A |  | Sample Schedule | E3A | Air Change | Air Change | OK | 0.05 | 0.05 | OK | 0.05 | 0.05 | OK | 0.05 | 0.05 | OK | Floor Above Uncond Space | Floor Above Uncond Space | OK | 18.1552 | 18.16 | OK | 0.45 | 0.45 | OK |  | 0 |  |  | 0 |  |  | 0 |  |  | 0.568 | E3A |  | 0 |  |  | 0 |  | 30.4 | 30.4 | OK | 31.7 | 31.7 | OK | 7.8 | 7.8 | OK | 4.8 | 4.8 | OK | 18.1552 | 18.16 | OK | 0.4 | 0.4 | OK | 30.4 | 30.4 | OK | 31.7 | 31.7 | OK | 7.8 | 7.8 | OK | 4.8 | 4.8 | OK | 17.2 | 17.2 | OK | 0.5 | 0.5 | OK | 30.4 | 30.4 | OK | 31.7 | 31.7 | OK | 7.8 | 7.8 | OK | 4.8 | 4.8 | OK |  |  |  |  | 0 |  |  | Default Wall Assembly | E3A |  | Sample Window Assembly | E3A |  |  |  |  | Sample Window Assembly | E3A | [13 empty] | 0 |  |  | Default Wall Assembly | E3A |  | Sample Window Assembly | E3A |  |  |  |  | Sample Window Assembly | E3A | [13 empty] | 0 |  |  | Default Wall Assembly | E3A |  | Sample Window Assembly | E3A |  |  |  |  | Sample Window Assembly | E3A | [13 empty] | 0 |  |  | Default Wall Assembly | E3A |  | Sample Window Assembly | E3A |  |  |  |  | Sample Window Assembly | E3A | [13 empty] | 0 |  |  | Default Wall Assembly | E3A |  | Sample Window Assembly | E3A |  |  |  |  | Sample Window Assembly | E3A | [13 empty] | 0 |  |  | Default Wall Assembly | E3A |  | Sample Window Assembly | E3A |  |  |  |  | Sample Window Assembly | E3A | [13 empty] | 0 |  |  | Default Wall Assembly | E3A |  | Sample Window Assembly | E3A |  |  |  |  | Sample Window Assembly | E3A | [13 empty] | 0 |  |  | Default Wall Assembly | E3A |  | Sample Window Assembly | E3A |  |  |  |  | Sample Window Assembly | E3A | [13 empty] | 0 | [5 empty] | Default Roof Assembly | E3A | [10 empty] | 0 | [5 empty] | Default Roof Assembly | E3A | [10 empty] | 0 | [5 empty] | Default Roof Assembly | E3A | [10 empty] | 0 | [5 empty] | Default Roof Assembly | E3A
B-05_006_Circulacao | B-05_006_Circulacao | OK | 35.4705 | 35.47 | OK | 2.6 | 2.6 | OK | 200 | 200 | OK | 30 | 30 | OK | L/s | L/s | OK |  | 0 |  |  | Office Work | E3A |  | 0 |  |  | 0 |  | Escritorio Ocup | Escritorio Ocup | OK |  | 0 |  | 284 | 284 | OK | Recessed Unvented | Recessed Unvented | OK | 1 | 1 | OK | Escritorio Ilum | Escritorio Ilum | OK | 0 | 0 |  | Escritorio Equip | Escritorio Equip | OK |  | 0 |  |  | 0 |  |  | Sample Schedule | E3A |  | Sample Schedule | E3A | Air Change | Air Change | OK | 0.05 | 0.05 | OK | 0.05 | 0.05 | OK | 0.05 | 0.05 | OK | Floor Above Uncond Space | Floor Above Uncond Space | OK | 35.4705 | 35.47 | OK | 0.45 | 0.45 | OK |  | 0 |  |  | 0 |  |  | 0 |  |  | 0.568 | E3A |  | 0 |  |  | 0 |  | 30.4 | 30.4 | OK | 31.7 | 31.7 | OK | 7.8 | 7.8 | OK | 4.8 | 4.8 | OK | 35.4705 | 35.47 | OK | 0.4 | 0.4 | OK | 30.4 | 30.4 | OK | 31.7 | 31.7 | OK | 7.8 | 7.8 | OK | 4.8 | 4.8 | OK | 28.4 | 28.4 | OK | 0.5 | 0.5 | OK | 30.4 | 30.4 | OK | 31.7 | 31.7 | OK | 7.8 | 7.8 | OK | 4.8 | 4.8 | OK |  |  |  |  | 0 |  |  | Default Wall Assembly | E3A |  | Sample Window Assembly | E3A |  |  |  |  | Sample Window Assembly | E3A | [13 empty] | 0 |  |  | Default Wall Assembly | E3A |  | Sample Window Assembly | E3A |  |  |  |  | Sample Window Assembly | E3A | [13 empty] | 0 |  |  | Default Wall Assembly | E3A |  | Sample Window Assembly | E3A |  |  |  |  | Sample Window Assembly | E3A | [13 empty] | 0 |  |  | Default Wall Assembly | E3A |  | Sample Window Assembly | E3A |  |  |  |  | Sample Window Assembly | E3A | [13 empty] | 0 |  |  | Default Wall Assembly | E3A |  | Sample Window Assembly | E3A |  |  |  |  | Sample Window Assembly | E3A | [13 empty] | 0 |  |  | Default Wall Assembly | E3A |  | Sample Window Assembly | E3A |  |  |  |  | Sample Window Assembly | E3A | [13 empty] | 0 |  |  | Default Wall Assembly | E3A |  | Sample Window Assembly | E3A |  |  |  |  | Sample Window Assembly | E3A | [13 empty] | 0 |  |  | Default Wall Assembly | E3A |  | Sample Window Assembly | E3A |  |  |  |  | Sample Window Assembly | E3A | [13 empty] | 0 | [5 empty] | Default Roof Assembly | E3A | [10 empty] | 0 | [5 empty] | Default Roof Assembly | E3A | [10 empty] | 0 | [5 empty] | Default Roof Assembly | E3A | [10 empty] | 0 | [5 empty] | Default Roof Assembly | E3A
B-05_007_Zonas_tecnicas_ | B-05_007_Zonas_tecnicas_ | OK | 65.9416 | 65.94 | OK | 2.6 | 2.6 | OK | 200 | 200 | OK | 55 | 55 | OK | L/s | L/s | OK |  | 0 |  |  | Office Work | E3A |  | 0 |  |  | 0 |  | Sample Schedule | Sample Schedule | OK |  | 0 |  | 330 | 330 | OK | Recessed Unvented | Recessed Unvented | OK | 1 | 1 | OK | Sample Schedule | Sample Schedule | OK | 5 | 5 | OK | Sample Schedule | Sample Schedule | OK |  | 0 |  |  | 0 |  |  | Sample Schedule | E3A |  | Sample Schedule | E3A | Air Change | Air Change | OK | 0.05 | 0.05 | OK | 0.05 | 0.05 | OK | 0.05 | 0.05 | OK | Floor Above Uncond Space | Floor Above Uncond Space | OK | 65.9416 | 65.94 | OK | 0.45 | 0.45 | OK |  | 0 |  |  | 0 |  |  | 0 |  |  | 0.568 | E3A |  | 0 |  |  | 0 |  | 30.4 | 30.4 | OK | 31.7 | 31.7 | OK | 7.8 | 7.8 | OK | 4.8 | 4.8 | OK | 65.9416 | 65.94 | OK | 0.4 | 0.4 | OK | 30.4 | 30.4 | OK | 31.7 | 31.7 | OK | 7.8 | 7.8 | OK | 4.8 | 4.8 | OK |  | 0 |  |  | 2.839 | E3A |  | 23.9 | E3A |  | 35 | E3A |  | 23.9 | E3A |  | 12.8 | E3A |  |  |  |  | 0 |  |  | Default Wall Assembly | E3A |  | Sample Window Assembly | E3A |  |  |  |  | Sample Window Assembly | E3A | [13 empty] | 0 |  |  | Default Wall Assembly | E3A |  | Sample Window Assembly | E3A |  |  |  |  | Sample Window Assembly | E3A | [13 empty] | 0 |  |  | Default Wall Assembly | E3A |  | Sample Window Assembly | E3A |  |  |  |  | Sample Window Assembly | E3A | [13 empty] | 0 |  |  | Default Wall Assembly | E3A |  | Sample Window Assembly | E3A |  |  |  |  | Sample Window Assembly | E3A | [13 empty] | 0 |  |  | Default Wall Assembly | E3A |  | Sample Window Assembly | E3A |  |  |  |  | Sample Window Assembly | E3A | [13 empty] | 0 |  |  | Default Wall Assembly | E3A |  | Sample Window Assembly | E3A |  |  |  |  | Sample Window Assembly | E3A | [13 empty] | 0 |  |  | Default Wall Assembly | E3A |  | Sample Window Assembly | E3A |  |  |  |  | Sample Window Assembly | E3A | [13 empty] | 0 |  |  | Default Wall Assembly | E3A |  | Sample Window Assembly | E3A |  |  |  |  | Sample Window Assembly | E3A | [13 empty] | 0 | [5 empty] | Default Roof Assembly | E3A | [10 empty] | 0 | [5 empty] | Default Roof Assembly | E3A | [10 empty] | 0 | [5 empty] | Default Roof Assembly | E3A | [10 empty] | 0 | [5 empty] | Default Roof Assembly | E3A
B-05_008_Estacionamento_ | B-05_008_Estacionamento_ | OK | 450.6631 | 450.66 | OK | 2.6 | 2.6 | OK | 200 | 200 | OK | 376 | 376 | OK | L/s | L/s | OK |  | 0 |  |  | Office Work | E3A |  | 0 |  |  | 0 |  | Sample Schedule | Sample Schedule | OK |  | 0 |  | 901 | 901 | OK | Recessed Unvented | Recessed Unvented | OK | 1 | 1 | OK | Sample Schedule | Sample Schedule | OK | 0 | 0 |  | Sample Schedule | Sample Schedule | OK |  | 0 |  |  | 0 |  |  | Sample Schedule | E3A |  | Sample Schedule | E3A | Air Change | Air Change | OK | 0.05 | 0.05 | OK | 0.05 | 0.05 | OK | 0.05 | 0.05 | OK | Floor Above Uncond Space | Floor Above Uncond Space | OK | 450.6631 | 450.66 | OK | 0.45 | 0.45 | OK |  | 0 |  |  | 0 |  |  | 0 |  |  | 0.568 | E3A |  | 0 |  |  | 0 |  | 30.4 | 30.4 | OK | 31.7 | 31.7 | OK | 7.8 | 7.8 | OK | 4.8 | 4.8 | OK | 450.6631 | 450.66 | OK | 0.4 | 0.4 | OK | 30.4 | 30.4 | OK | 31.7 | 31.7 | OK | 7.8 | 7.8 | OK | 4.8 | 4.8 | OK |  | 0 |  |  | 2.839 | E3A |  | 23.9 | E3A |  | 35 | E3A |  | 23.9 | E3A |  | 12.8 | E3A |  |  |  |  | 0 |  |  | Default Wall Assembly | E3A |  | Sample Window Assembly | E3A |  |  |  |  | Sample Window Assembly | E3A | [13 empty] | 0 |  |  | Default Wall Assembly | E3A |  | Sample Window Assembly | E3A |  |  |  |  | Sample Window Assembly | E3A | [13 empty] | 0 |  |  | Default Wall Assembly | E3A |  | Sample Window Assembly | E3A |  |  |  |  | Sample Window Assembly | E3A | [13 empty] | 0 |  |  | Default Wall Assembly | E3A |  | Sample Window Assembly | E3A |  |  |  |  | Sample Window Assembly | E3A | [13 empty] | 0 |  |  | Default Wall Assembly | E3A |  | Sample Window Assembly | E3A |  |  |  |  | Sample Window Assembly | E3A | [13 empty] | 0 |  |  | Default Wall Assembly | E3A |  | Sample Window Assembly | E3A |  |  |  |  | Sample Window Assembly | E3A | [13 empty] | 0 |  |  | Default Wall Assembly | E3A |  | Sample Window Assembly | E3A |  |  |  |  | Sample Window Assembly | E3A | [13 empty] | 0 |  |  | Default Wall Assembly | E3A |  | Sample Window Assembly | E3A |  |  |  |  | Sample Window Assembly | E3A | [13 empty] | 0 | [5 empty] | Default Roof Assembly | E3A | [10 empty] | 0 | [5 empty] | Default Roof Assembly | E3A | [10 empty] | 0 | [5 empty] | Default Roof Assembly | E3A | [10 empty] | 0 | [5 empty] | Default Roof Assembly | E3A
C-04_001_Area_36 | C-04_001_Area_36 | OK | 109.0174 | 109.02 | OK | 2.6 | 2.6 | OK | 200 | 200 | OK | 92 | 92 | OK | L/s | L/s | OK | 3 | 3 | OK | Office Work | Office Work | OK | 70 | 70 | OK | 45 | 45 | OK | Escritorio Ocup | Escritorio Ocup | OK |  | 0 |  | 1308 | 1308 | OK | Recessed Unvented | Recessed Unvented | OK | 1 | 1 | OK | Escritorio Ilum | Escritorio Ilum | OK | 15 | 15 | OK | Escritorio Equip | Escritorio Equip | OK |  | 0 |  |  | 0 |  |  | Sample Schedule | E3A |  | Sample Schedule | E3A | Air Change | Air Change | OK | 0.05 | 0.05 | OK | 0.05 | 0.05 | OK | 0.05 | 0.05 | OK | Floor Above Uncond Space | Floor Above Uncond Space | OK | 109.0174 | 109.02 | OK | 0.45 | 0.45 | OK |  | 0 |  |  | 0 |  |  | 0 |  |  | 0.568 | E3A |  | 0 |  |  | 0 |  | 30.4 | 30.4 | OK | 31.7 | 31.7 | OK | 7.8 | 7.8 | OK | 4.8 | 4.8 | OK | 0.34253 | 0.34 | OK | 0.4 | 0.4 | OK | 30.4 | 30.4 | OK | 31.7 | 31.7 | OK | 7.8 | 7.8 | OK | 4.8 | 4.8 | OK | 52.6 | 52.6 | OK | 0.5 | 0.5 | OK | 30.4 | 30.4 | OK | 31.7 | 31.7 | OK | 7.8 | 7.8 | OK | 4.8 | 4.8 | OK |  |  |  |  | 0 |  |  | Default Wall Assembly | E3A |  | Sample Window Assembly | E3A |  |  |  |  | Sample Window Assembly | E3A | [13 empty] | 0 |  |  | Default Wall Assembly | E3A |  | Sample Window Assembly | E3A |  |  |  |  | Sample Window Assembly | E3A | [13 empty] | 0 |  |  | Default Wall Assembly | E3A |  | Sample Window Assembly | E3A |  |  |  |  | Sample Window Assembly | E3A | [13 empty] | 0 |  |  | Default Wall Assembly | E3A |  | Sample Window Assembly | E3A |  |  |  |  | Sample Window Assembly | E3A | [13 empty] | 0 |  |  | Default Wall Assembly | E3A |  | Sample Window Assembly | E3A |  |  |  |  | Sample Window Assembly | E3A | [13 empty] | 0 |  |  | Default Wall Assembly | E3A |  | Sample Window Assembly | E3A |  |  |  |  | Sample Window Assembly | E3A | [13 empty] | 0 |  |  | Default Wall Assembly | E3A |  | Sample Window Assembly | E3A |  |  |  |  | Sample Window Assembly | E3A | [13 empty] | 0 |  |  | Default Wall Assembly | E3A |  | Sample Window Assembly | E3A |  |  |  |  | Sample Window Assembly | E3A | [13 empty] | 0 | [5 empty] | Default Roof Assembly | E3A | [10 empty] | 0 | [5 empty] | Default Roof Assembly | E3A | [10 empty] | 0 | [5 empty] | Default Roof Assembly | E3A | [10 empty] | 0 | [5 empty] | Default Roof Assembly | E3A
C-04_002_Caixa_de_escada | C-04_002_Caixa_de_escada | OK | 20.1686 | 20.17 | OK | 2.6 | 2.6 | OK | 200 | 200 | OK | 17 | 17 | OK | L/s | L/s | OK |  | 0 |  |  | Office Work | E3A |  | 0 |  |  | 0 |  | Escritorio Ocup | Escritorio Ocup | OK |  | 0 |  | 101 | 101 | OK | Recessed Unvented | Recessed Unvented | OK | 1 | 1 | OK | Escritorio Ilum | Escritorio Ilum | OK | 0 | 0 |  | Escritorio Equip | Escritorio Equip | OK |  | 0 |  |  | 0 |  |  | Sample Schedule | E3A |  | Sample Schedule | E3A | Air Change | Air Change | OK | 0.05 | 0.05 | OK | 0.05 | 0.05 | OK | 0.05 | 0.05 | OK | Floor Above Uncond Space | Floor Above Uncond Space | OK | 20.1686 | 20.17 | OK | 0.45 | 0.45 | OK |  | 0 |  |  | 0 |  |  | 0 |  |  | 0.568 | E3A |  | 0 |  |  | 0 |  | 30.4 | 30.4 | OK | 31.7 | 31.7 | OK | 7.8 | 7.8 | OK | 4.8 | 4.8 | OK | 20.1686 | 20.17 | OK | 0.4 | 0.4 | OK | 30.4 | 30.4 | OK | 31.7 | 31.7 | OK | 7.8 | 7.8 | OK | 4.8 | 4.8 | OK | 9.8 | 9.8 | OK | 0.5 | 0.5 | OK | 30.4 | 30.4 | OK | 31.7 | 31.7 | OK | 7.8 | 7.8 | OK | 4.8 | 4.8 | OK |  |  |  |  | 0 |  |  | Default Wall Assembly | E3A |  | Sample Window Assembly | E3A |  |  |  |  | Sample Window Assembly | E3A | [13 empty] | 0 |  |  | Default Wall Assembly | E3A |  | Sample Window Assembly | E3A |  |  |  |  | Sample Window Assembly | E3A | [13 empty] | 0 |  |  | Default Wall Assembly | E3A |  | Sample Window Assembly | E3A |  |  |  |  | Sample Window Assembly | E3A | [13 empty] | 0 |  |  | Default Wall Assembly | E3A |  | Sample Window Assembly | E3A |  |  |  |  | Sample Window Assembly | E3A | [13 empty] | 0 |  |  | Default Wall Assembly | E3A |  | Sample Window Assembly | E3A |  |  |  |  | Sample Window Assembly | E3A | [13 empty] | 0 |  |  | Default Wall Assembly | E3A |  | Sample Window Assembly | E3A |  |  |  |  | Sample Window Assembly | E3A | [13 empty] | 0 |  |  | Default Wall Assembly | E3A |  | Sample Window Assembly | E3A |  |  |  |  | Sample Window Assembly | E3A | [13 empty] | 0 |  |  | Default Wall Assembly | E3A |  | Sample Window Assembly | E3A |  |  |  |  | Sample Window Assembly | E3A | [13 empty] | 0 | [5 empty] | Default Roof Assembly | E3A | [10 empty] | 0 | [5 empty] | Default Roof Assembly | E3A | [10 empty] | 0 | [5 empty] | Default Roof Assembly | E3A | [10 empty] | 0 | [5 empty] | Default Roof Assembly | E3A
C-04_003_Caixa_de_escada | C-04_003_Caixa_de_escada | OK | 21.4131 | 21.41 | OK | 2.6 | 2.6 | OK | 200 | 200 | OK | 19 | 19 | OK | L/s | L/s | OK |  | 0 |  |  | Office Work | E3A |  | 0 |  |  | 0 |  | Escritorio Ocup | Escritorio Ocup | OK |  | 0 |  | 107 | 107 | OK | Recessed Unvented | Recessed Unvented | OK | 1 | 1 | OK | Escritorio Ilum | Escritorio Ilum | OK | 0 | 0 |  | Escritorio Equip | Escritorio Equip | OK |  | 0 |  |  | 0 |  |  | Sample Schedule | E3A |  | Sample Schedule | E3A | Air Change | Air Change | OK | 0.05 | 0.05 | OK | 0.05 | 0.05 | OK | 0.05 | 0.05 | OK | Floor Above Uncond Space | Floor Above Uncond Space | OK | 21.4131 | 21.41 | OK | 0.45 | 0.45 | OK |  | 0 |  |  | 0 |  |  | 0 |  |  | 0.568 | E3A |  | 0 |  |  | 0 |  | 30.4 | 30.4 | OK | 31.7 | 31.7 | OK | 7.8 | 7.8 | OK | 4.8 | 4.8 | OK | 21.4131 | 21.41 | OK | 0.4 | 0.4 | OK | 30.4 | 30.4 | OK | 31.7 | 31.7 | OK | 7.8 | 7.8 | OK | 4.8 | 4.8 | OK | 30.4 | 30.4 | OK | 0.5 | 0.5 | OK | 30.4 | 30.4 | OK | 31.7 | 31.7 | OK | 7.8 | 7.8 | OK | 4.8 | 4.8 | OK |  |  |  |  | 0 |  |  | Default Wall Assembly | E3A |  | Sample Window Assembly | E3A |  |  |  |  | Sample Window Assembly | E3A | [13 empty] | 0 |  |  | Default Wall Assembly | E3A |  | Sample Window Assembly | E3A |  |  |  |  | Sample Window Assembly | E3A | [13 empty] | 0 |  |  | Default Wall Assembly | E3A |  | Sample Window Assembly | E3A |  |  |  |  | Sample Window Assembly | E3A | [13 empty] | 0 |  |  | Default Wall Assembly | E3A |  | Sample Window Assembly | E3A |  |  |  |  | Sample Window Assembly | E3A | [13 empty] | 0 |  |  | Default Wall Assembly | E3A |  | Sample Window Assembly | E3A |  |  |  |  | Sample Window Assembly | E3A | [13 empty] | 0 |  |  | Default Wall Assembly | E3A |  | Sample Window Assembly | E3A |  |  |  |  | Sample Window Assembly | E3A | [13 empty] | 0 |  |  | Default Wall Assembly | E3A |  | Sample Window Assembly | E3A |  |  |  |  | Sample Window Assembly | E3A | [13 empty] | 0 |  |  | Default Wall Assembly | E3A |  | Sample Window Assembly | E3A |  |  |  |  | Sample Window Assembly | E3A | [13 empty] | 0 | [5 empty] | Default Roof Assembly | E3A | [10 empty] | 0 | [5 empty] | Default Roof Assembly | E3A | [10 empty] | 0 | [5 empty] | Default Roof Assembly | E3A | [10 empty] | 0 | [5 empty] | Default Roof Assembly | E3A
C-04_004_Caixa_de_escada | C-04_004_Caixa_de_escada | OK | 19.7007 | 19.7 | OK | 2.6 | 2.6 | OK | 200 | 200 | OK | 17 | 17 | OK | L/s | L/s | OK |  | 0 |  |  | Office Work | E3A |  | 0 |  |  | 0 |  | Escritorio Ocup | Escritorio Ocup | OK |  | 0 |  | 99 | 99 | OK | Recessed Unvented | Recessed Unvented | OK | 1 | 1 | OK | Escritorio Ilum | Escritorio Ilum | OK | 0 | 0 |  | Escritorio Equip | Escritorio Equip | OK |  | 0 |  |  | 0 |  |  | Sample Schedule | E3A |  | Sample Schedule | E3A | Air Change | Air Change | OK | 0.05 | 0.05 | OK | 0.05 | 0.05 | OK | 0.05 | 0.05 | OK | Floor Above Uncond Space | Floor Above Uncond Space | OK | 19.7007 | 19.7 | OK | 0.45 | 0.45 | OK |  | 0 |  |  | 0 |  |  | 0 |  |  | 0.568 | E3A |  | 0 |  |  | 0 |  | 30.4 | 30.4 | OK | 31.7 | 31.7 | OK | 7.8 | 7.8 | OK | 4.8 | 4.8 | OK | 19.7007 | 19.7 | OK | 0.4 | 0.4 | OK | 30.4 | 30.4 | OK | 31.7 | 31.7 | OK | 7.8 | 7.8 | OK | 4.8 | 4.8 | OK | 25 | 25 | OK | 0.5 | 0.5 | OK | 30.4 | 30.4 | OK | 31.7 | 31.7 | OK | 7.8 | 7.8 | OK | 4.8 | 4.8 | OK |  |  |  |  | 0 |  |  | Default Wall Assembly | E3A |  | Sample Window Assembly | E3A |  |  |  |  | Sample Window Assembly | E3A | [13 empty] | 0 |  |  | Default Wall Assembly | E3A |  | Sample Window Assembly | E3A |  |  |  |  | Sample Window Assembly | E3A | [13 empty] | 0 |  |  | Default Wall Assembly | E3A |  | Sample Window Assembly | E3A |  |  |  |  | Sample Window Assembly | E3A | [13 empty] | 0 |  |  | Default Wall Assembly | E3A |  | Sample Window Assembly | E3A |  |  |  |  | Sample Window Assembly | E3A | [13 empty] | 0 |  |  | Default Wall Assembly | E3A |  | Sample Window Assembly | E3A |  |  |  |  | Sample Window Assembly | E3A | [13 empty] | 0 |  |  | Default Wall Assembly | E3A |  | Sample Window Assembly | E3A |  |  |  |  | Sample Window Assembly | E3A | [13 empty] | 0 |  |  | Default Wall Assembly | E3A |  | Sample Window Assembly | E3A |  |  |  |  | Sample Window Assembly | E3A | [13 empty] | 0 |  |  | Default Wall Assembly | E3A |  | Sample Window Assembly | E3A |  |  |  |  | Sample Window Assembly | E3A | [13 empty] | 0 | [5 empty] | Default Roof Assembly | E3A | [10 empty] | 0 | [5 empty] | Default Roof Assembly | E3A | [10 empty] | 0 | [5 empty] | Default Roof Assembly | E3A | [10 empty] | 0 | [5 empty] | Default Roof Assembly | E3A
C-04_005_Circulacao | C-04_005_Circulacao | OK | 30.1158 | 30.12 | OK | 2.6 | 2.6 | OK | 200 | 200 | OK | 26 | 26 | OK | L/s | L/s | OK |  | 0 |  |  | Office Work | E3A |  | 0 |  |  | 0 |  | Escritorio Ocup | Escritorio Ocup | OK |  | 0 |  | 241 | 241 | OK | Recessed Unvented | Recessed Unvented | OK | 1 | 1 | OK | Escritorio Ilum | Escritorio Ilum | OK | 0 | 0 |  | Escritorio Equip | Escritorio Equip | OK |  | 0 |  |  | 0 |  |  | Sample Schedule | E3A |  | Sample Schedule | E3A | Air Change | Air Change | OK | 0.05 | 0.05 | OK | 0.05 | 0.05 | OK | 0.05 | 0.05 | OK | Floor Above Uncond Space | Floor Above Uncond Space | OK | 30.1158 | 30.12 | OK | 0.45 | 0.45 | OK |  | 0 |  |  | 0 |  |  | 0 |  |  | 0.568 | E3A |  | 0 |  |  | 0 |  | 30.4 | 30.4 | OK | 31.7 | 31.7 | OK | 7.8 | 7.8 | OK | 4.8 | 4.8 | OK | 30.1158 | 30.12 | OK | 0.4 | 0.4 | OK | 30.4 | 30.4 | OK | 31.7 | 31.7 | OK | 7.8 | 7.8 | OK | 4.8 | 4.8 | OK | 34.7 | 34.7 | OK | 0.5 | 0.5 | OK | 30.4 | 30.4 | OK | 31.7 | 31.7 | OK | 7.8 | 7.8 | OK | 4.8 | 4.8 | OK |  |  |  |  | 0 |  |  | Default Wall Assembly | E3A |  | Sample Window Assembly | E3A |  |  |  |  | Sample Window Assembly | E3A | [13 empty] | 0 |  |  | Default Wall Assembly | E3A |  | Sample Window Assembly | E3A |  |  |  |  | Sample Window Assembly | E3A | [13 empty] | 0 |  |  | Default Wall Assembly | E3A |  | Sample Window Assembly | E3A |  |  |  |  | Sample Window Assembly | E3A | [13 empty] | 0 |  |  | Default Wall Assembly | E3A |  | Sample Window Assembly | E3A |  |  |  |  | Sample Window Assembly | E3A | [13 empty] | 0 |  |  | Default Wall Assembly | E3A |  | Sample Window Assembly | E3A |  |  |  |  | Sample Window Assembly | E3A | [13 empty] | 0 |  |  | Default Wall Assembly | E3A |  | Sample Window Assembly | E3A |  |  |  |  | Sample Window Assembly | E3A | [13 empty] | 0 |  |  | Default Wall Assembly | E3A |  | Sample Window Assembly | E3A |  |  |  |  | Sample Window Assembly | E3A | [13 empty] | 0 |  |  | Default Wall Assembly | E3A |  | Sample Window Assembly | E3A |  |  |  |  | Sample Window Assembly | E3A | [13 empty] | 0 | [5 empty] | Default Roof Assembly | E3A | [10 empty] | 0 | [5 empty] | Default Roof Assembly | E3A | [10 empty] | 0 | [5 empty] | Default Roof Assembly | E3A | [10 empty] | 0 | [5 empty] | Default Roof Assembly | E3A
C-04_006_Circulacao | C-04_006_Circulacao | OK | 24.4193 | 24.42 | OK | 2.6 | 2.6 | OK | 200 | 200 | OK | 21 | 21 | OK | L/s | L/s | OK |  | 0 |  |  | Office Work | E3A |  | 0 |  |  | 0 |  | Escritorio Ocup | Escritorio Ocup | OK |  | 0 |  | 195 | 195 | OK | Recessed Unvented | Recessed Unvented | OK | 1 | 1 | OK | Escritorio Ilum | Escritorio Ilum | OK | 0 | 0 |  | Escritorio Equip | Escritorio Equip | OK |  | 0 |  |  | 0 |  |  | Sample Schedule | E3A |  | Sample Schedule | E3A | Air Change | Air Change | OK | 0.05 | 0.05 | OK | 0.05 | 0.05 | OK | 0.05 | 0.05 | OK | Floor Above Uncond Space | Floor Above Uncond Space | OK | 24.4193 | 24.42 | OK | 0.45 | 0.45 | OK |  | 0 |  |  | 0 |  |  | 0 |  |  | 0.568 | E3A |  | 0 |  |  | 0 |  | 30.4 | 30.4 | OK | 31.7 | 31.7 | OK | 7.8 | 7.8 | OK | 4.8 | 4.8 | OK | 24.4193 | 24.42 | OK | 0.4 | 0.4 | OK | 30.4 | 30.4 | OK | 31.7 | 31.7 | OK | 7.8 | 7.8 | OK | 4.8 | 4.8 | OK | 68.4 | 68.4 | OK | 0.5 | 0.5 | OK | 30.4 | 30.4 | OK | 31.7 | 31.7 | OK | 7.8 | 7.8 | OK | 4.8 | 4.8 | OK |  |  |  |  | 0 |  |  | Default Wall Assembly | E3A |  | Sample Window Assembly | E3A |  |  |  |  | Sample Window Assembly | E3A | [13 empty] | 0 |  |  | Default Wall Assembly | E3A |  | Sample Window Assembly | E3A |  |  |  |  | Sample Window Assembly | E3A | [13 empty] | 0 |  |  | Default Wall Assembly | E3A |  | Sample Window Assembly | E3A |  |  |  |  | Sample Window Assembly | E3A | [13 empty] | 0 |  |  | Default Wall Assembly | E3A |  | Sample Window Assembly | E3A |  |  |  |  | Sample Window Assembly | E3A | [13 empty] | 0 |  |  | Default Wall Assembly | E3A |  | Sample Window Assembly | E3A |  |  |  |  | Sample Window Assembly | E3A | [13 empty] | 0 |  |  | Default Wall Assembly | E3A |  | Sample Window Assembly | E3A |  |  |  |  | Sample Window Assembly | E3A | [13 empty] | 0 |  |  | Default Wall Assembly | E3A |  | Sample Window Assembly | E3A |  |  |  |  | Sample Window Assembly | E3A | [13 empty] | 0 |  |  | Default Wall Assembly | E3A |  | Sample Window Assembly | E3A |  |  |  |  | Sample Window Assembly | E3A | [13 empty] | 0 | [5 empty] | Default Roof Assembly | E3A | [10 empty] | 0 | [5 empty] | Default Roof Assembly | E3A | [10 empty] | 0 | [5 empty] | Default Roof Assembly | E3A | [10 empty] | 0 | [5 empty] | Default Roof Assembly | E3A
C-04_007_Zonas_tecnicas_ | C-04_007_Zonas_tecnicas_ | OK | 24.958 | 24.96 | OK | 2.6 | 2.6 | OK | 200 | 200 | OK | 21 | 21 | OK | L/s | L/s | OK |  | 0 |  |  | Office Work | E3A |  | 0 |  |  | 0 |  | Sample Schedule | Sample Schedule | OK |  | 0 |  | 125 | 125 | OK | Recessed Unvented | Recessed Unvented | OK | 1 | 1 | OK | Sample Schedule | Sample Schedule | OK | 5 | 5 | OK | Sample Schedule | Sample Schedule | OK |  | 0 |  |  | 0 |  |  | Sample Schedule | E3A |  | Sample Schedule | E3A | Air Change | Air Change | OK | 0.05 | 0.05 | OK | 0.05 | 0.05 | OK | 0.05 | 0.05 | OK | Floor Above Uncond Space | Floor Above Uncond Space | OK | 24.958 | 24.96 | OK | 0.45 | 0.45 | OK |  | 0 |  |  | 0 |  |  | 0 |  |  | 0.568 | E3A |  | 0 |  |  | 0 |  | 30.4 | 30.4 | OK | 31.7 | 31.7 | OK | 7.8 | 7.8 | OK | 4.8 | 4.8 | OK | 24.958 | 24.96 | OK | 0.4 | 0.4 | OK | 30.4 | 30.4 | OK | 31.7 | 31.7 | OK | 7.8 | 7.8 | OK | 4.8 | 4.8 | OK |  | 0 |  |  | 2.839 | E3A |  | 23.9 | E3A |  | 35 | E3A |  | 23.9 | E3A |  | 12.8 | E3A |  |  |  |  | 0 |  |  | Default Wall Assembly | E3A |  | Sample Window Assembly | E3A |  |  |  |  | Sample Window Assembly | E3A | [13 empty] | 0 |  |  | Default Wall Assembly | E3A |  | Sample Window Assembly | E3A |  |  |  |  | Sample Window Assembly | E3A | [13 empty] | 0 |  |  | Default Wall Assembly | E3A |  | Sample Window Assembly | E3A |  |  |  |  | Sample Window Assembly | E3A | [13 empty] | 0 |  |  | Default Wall Assembly | E3A |  | Sample Window Assembly | E3A |  |  |  |  | Sample Window Assembly | E3A | [13 empty] | 0 |  |  | Default Wall Assembly | E3A |  | Sample Window Assembly | E3A |  |  |  |  | Sample Window Assembly | E3A | [13 empty] | 0 |  |  | Default Wall Assembly | E3A |  | Sample Window Assembly | E3A |  |  |  |  | Sample Window Assembly | E3A | [13 empty] | 0 |  |  | Default Wall Assembly | E3A |  | Sample Window Assembly | E3A |  |  |  |  | Sample Window Assembly | E3A | [13 empty] | 0 |  |  | Default Wall Assembly | E3A |  | Sample Window Assembly | E3A |  |  |  |  | Sample Window Assembly | E3A | [13 empty] | 0 | [5 empty] | Default Roof Assembly | E3A | [10 empty] | 0 | [5 empty] | Default Roof Assembly | E3A | [10 empty] | 0 | [5 empty] | Default Roof Assembly | E3A | [10 empty] | 0 | [5 empty] | Default Roof Assembly | E3A
C-04_008_Estacionamento_ | C-04_008_Estacionamento_ | OK | 1037.3063 | 1037.3 | OK | 2.6 | 2.6 | OK | 200 | 200 | OK | 865 | 865 | OK | L/s | L/s | OK |  | 0 |  |  | Office Work | E3A |  | 0 |  |  | 0 |  | Sample Schedule | Sample Schedule | OK |  | 0 |  | 2075 | 2075 | OK | Recessed Unvented | Recessed Unvented | OK | 1 | 1 | OK | Sample Schedule | Sample Schedule | OK | 0 | 0 |  | Sample Schedule | Sample Schedule | OK |  | 0 |  |  | 0 |  |  | Sample Schedule | E3A |  | Sample Schedule | E3A | Air Change | Air Change | OK | 0.05 | 0.05 | OK | 0.05 | 0.05 | OK | 0.05 | 0.05 | OK | Floor Above Uncond Space | Floor Above Uncond Space | OK | 1037.3063 | 1037.3 | OK | 0.45 | 0.45 | OK |  | 0 |  |  | 0 |  |  | 0 |  |  | 0.568 | E3A |  | 0 |  |  | 0 |  | 30.4 | 30.4 | OK | 31.7 | 31.7 | OK | 7.8 | 7.8 | OK | 4.8 | 4.8 | OK | 1037.3063 | 1037.3 | OK | 0.4 | 0.4 | OK | 30.4 | 30.4 | OK | 31.7 | 31.7 | OK | 7.8 | 7.8 | OK | 4.8 | 4.8 | OK |  | 0 |  |  | 2.839 | E3A |  | 23.9 | E3A |  | 35 | E3A |  | 23.9 | E3A |  | 12.8 | E3A |  |  |  |  | 0 |  |  | Default Wall Assembly | E3A |  | Sample Window Assembly | E3A |  |  |  |  | Sample Window Assembly | E3A | [13 empty] | 0 |  |  | Default Wall Assembly | E3A |  | Sample Window Assembly | E3A |  |  |  |  | Sample Window Assembly | E3A | [13 empty] | 0 |  |  | Default Wall Assembly | E3A |  | Sample Window Assembly | E3A |  |  |  |  | Sample Window Assembly | E3A | [13 empty] | 0 |  |  | Default Wall Assembly | E3A |  | Sample Window Assembly | E3A |  |  |  |  | Sample Window Assembly | E3A | [13 empty] | 0 |  |  | Default Wall Assembly | E3A |  | Sample Window Assembly | E3A |  |  |  |  | Sample Window Assembly | E3A | [13 empty] | 0 |  |  | Default Wall Assembly | E3A |  | Sample Window Assembly | E3A |  |  |  |  | Sample Window Assembly | E3A | [13 empty] | 0 |  |  | Default Wall Assembly | E3A |  | Sample Window Assembly | E3A |  |  |  |  | Sample Window Assembly | E3A | [13 empty] | 0 |  |  | Default Wall Assembly | E3A |  | Sample Window Assembly | E3A |  |  |  |  | Sample Window Assembly | E3A | [13 empty] | 0 | [5 empty] | Default Roof Assembly | E3A | [10 empty] | 0 | [5 empty] | Default Roof Assembly | E3A | [10 empty] | 0 | [5 empty] | Default Roof Assembly | E3A | [10 empty] | 0 | [5 empty] | Default Roof Assembly | E3A
D-03_001_Caixa_de_escada | D-03_001_Caixa_de_escada | OK | 19.7007 | 19.7 | OK | 2.6 | 2.6 | OK | 200 | 200 | OK | 17 | 17 | OK | L/s | L/s | OK |  | 0 |  |  | Office Work | E3A |  | 0 |  |  | 0 |  | Escritorio Ocup | Escritorio Ocup | OK |  | 0 |  | 99 | 99 | OK | Recessed Unvented | Recessed Unvented | OK | 1 | 1 | OK | Escritorio Ilum | Escritorio Ilum | OK | 0 | 0 |  | Escritorio Equip | Escritorio Equip | OK |  | 0 |  |  | 0 |  |  | Sample Schedule | E3A |  | Sample Schedule | E3A | Air Change | Air Change | OK | 0.05 | 0.05 | OK | 0.05 | 0.05 | OK | 0.05 | 0.05 | OK | Floor Above Uncond Space | Floor Above Uncond Space | OK | 19.7007 | 19.7 | OK | 0.45 | 0.45 | OK |  | 0 |  |  | 0 |  |  | 0 |  |  | 0.568 | E3A |  | 0 |  |  | 0 |  | 30.4 | 30.4 | OK | 31.7 | 31.7 | OK | 7.8 | 7.8 | OK | 4.8 | 4.8 | OK | 19.7007 | 19.7 | OK | 0.4 | 0.4 | OK | 30.4 | 30.4 | OK | 31.7 | 31.7 | OK | 7.8 | 7.8 | OK | 4.8 | 4.8 | OK | 19.7 | 19.7 | OK | 0.5 | 0.5 | OK | 30.4 | 30.4 | OK | 31.7 | 31.7 | OK | 7.8 | 7.8 | OK | 4.8 | 4.8 | OK |  |  |  |  | 0 |  |  | Default Wall Assembly | E3A |  | Sample Window Assembly | E3A |  |  |  |  | Sample Window Assembly | E3A | [13 empty] | 0 |  |  | Default Wall Assembly | E3A |  | Sample Window Assembly | E3A |  |  |  |  | Sample Window Assembly | E3A | [13 empty] | 0 |  |  | Default Wall Assembly | E3A |  | Sample Window Assembly | E3A |  |  |  |  | Sample Window Assembly | E3A | [13 empty] | 0 |  |  | Default Wall Assembly | E3A |  | Sample Window Assembly | E3A |  |  |  |  | Sample Window Assembly | E3A | [13 empty] | 0 |  |  | Default Wall Assembly | E3A |  | Sample Window Assembly | E3A |  |  |  |  | Sample Window Assembly | E3A | [13 empty] | 0 |  |  | Default Wall Assembly | E3A |  | Sample Window Assembly | E3A |  |  |  |  | Sample Window Assembly | E3A | [13 empty] | 0 |  |  | Default Wall Assembly | E3A |  | Sample Window Assembly | E3A |  |  |  |  | Sample Window Assembly | E3A | [13 empty] | 0 |  |  | Default Wall Assembly | E3A |  | Sample Window Assembly | E3A |  |  |  |  | Sample Window Assembly | E3A | [13 empty] | 0 | [5 empty] | Default Roof Assembly | E3A | [10 empty] | 0 | [5 empty] | Default Roof Assembly | E3A | [10 empty] | 0 | [5 empty] | Default Roof Assembly | E3A | [10 empty] | 0 | [5 empty] | Default Roof Assembly | E3A
D-03_002_Caixa_de_escada | D-03_002_Caixa_de_escada | OK | 21.4131 | 21.41 | OK | 2.6 | 2.6 | OK | 200 | 200 | OK | 19 | 19 | OK | L/s | L/s | OK |  | 0 |  |  | Office Work | E3A |  | 0 |  |  | 0 |  | Escritorio Ocup | Escritorio Ocup | OK |  | 0 |  | 107 | 107 | OK | Recessed Unvented | Recessed Unvented | OK | 1 | 1 | OK | Escritorio Ilum | Escritorio Ilum | OK | 0 | 0 |  | Escritorio Equip | Escritorio Equip | OK |  | 0 |  |  | 0 |  |  | Sample Schedule | E3A |  | Sample Schedule | E3A | Air Change | Air Change | OK | 0.05 | 0.05 | OK | 0.05 | 0.05 | OK | 0.05 | 0.05 | OK | Floor Above Uncond Space | Floor Above Uncond Space | OK | 21.4131 | 21.41 | OK | 0.45 | 0.45 | OK |  | 0 |  |  | 0 |  |  | 0 |  |  | 0.568 | E3A |  | 0 |  |  | 0 |  | 30.4 | 30.4 | OK | 31.7 | 31.7 | OK | 7.8 | 7.8 | OK | 4.8 | 4.8 | OK | 21.4131 | 21.41 | OK | 0.4 | 0.4 | OK | 30.4 | 30.4 | OK | 31.7 | 31.7 | OK | 7.8 | 7.8 | OK | 4.8 | 4.8 | OK | 34.1 | 34.1 | OK | 0.5 | 0.5 | OK | 30.4 | 30.4 | OK | 31.7 | 31.7 | OK | 7.8 | 7.8 | OK | 4.8 | 4.8 | OK |  |  |  |  | 0 |  |  | Default Wall Assembly | E3A |  | Sample Window Assembly | E3A |  |  |  |  | Sample Window Assembly | E3A | [13 empty] | 0 |  |  | Default Wall Assembly | E3A |  | Sample Window Assembly | E3A |  |  |  |  | Sample Window Assembly | E3A | [13 empty] | 0 |  |  | Default Wall Assembly | E3A |  | Sample Window Assembly | E3A |  |  |  |  | Sample Window Assembly | E3A | [13 empty] | 0 |  |  | Default Wall Assembly | E3A |  | Sample Window Assembly | E3A |  |  |  |  | Sample Window Assembly | E3A | [13 empty] | 0 |  |  | Default Wall Assembly | E3A |  | Sample Window Assembly | E3A |  |  |  |  | Sample Window Assembly | E3A | [13 empty] | 0 |  |  | Default Wall Assembly | E3A |  | Sample Window Assembly | E3A |  |  |  |  | Sample Window Assembly | E3A | [13 empty] | 0 |  |  | Default Wall Assembly | E3A |  | Sample Window Assembly | E3A |  |  |  |  | Sample Window Assembly | E3A | [13 empty] | 0 |  |  | Default Wall Assembly | E3A |  | Sample Window Assembly | E3A |  |  |  |  | Sample Window Assembly | E3A | [13 empty] | 0 | [5 empty] | Default Roof Assembly | E3A | [10 empty] | 0 | [5 empty] | Default Roof Assembly | E3A | [10 empty] | 0 | [5 empty] | Default Roof Assembly | E3A | [10 empty] | 0 | [5 empty] | Default Roof Assembly | E3A
D-03_003_Caixa_de_escada | D-03_003_Caixa_de_escada | OK | 20.1686 | 20.17 | OK | 2.6 | 2.6 | OK | 200 | 200 | OK | 17 | 17 | OK | L/s | L/s | OK |  | 0 |  |  | Office Work | E3A |  | 0 |  |  | 0 |  | Escritorio Ocup | Escritorio Ocup | OK |  | 0 |  | 101 | 101 | OK | Recessed Unvented | Recessed Unvented | OK | 1 | 1 | OK | Escritorio Ilum | Escritorio Ilum | OK | 0 | 0 |  | Escritorio Equip | Escritorio Equip | OK |  | 0 |  |  | 0 |  |  | Sample Schedule | E3A |  | Sample Schedule | E3A | Air Change | Air Change | OK | 0.05 | 0.05 | OK | 0.05 | 0.05 | OK | 0.05 | 0.05 | OK | Floor Above Uncond Space | Floor Above Uncond Space | OK | 20.1686 | 20.17 | OK | 0.45 | 0.45 | OK |  | 0 |  |  | 0 |  |  | 0 |  |  | 0.568 | E3A |  | 0 |  |  | 0 |  | 30.4 | 30.4 | OK | 31.7 | 31.7 | OK | 7.8 | 7.8 | OK | 4.8 | 4.8 | OK | 20.1686 | 20.17 | OK | 0.4 | 0.4 | OK | 30.4 | 30.4 | OK | 31.7 | 31.7 | OK | 7.8 | 7.8 | OK | 4.8 | 4.8 | OK | 39.1 | 39.1 | OK | 0.5 | 0.5 | OK | 30.4 | 30.4 | OK | 31.7 | 31.7 | OK | 7.8 | 7.8 | OK | 4.8 | 4.8 | OK |  |  |  |  | 0 |  |  | Default Wall Assembly | E3A |  | Sample Window Assembly | E3A |  |  |  |  | Sample Window Assembly | E3A | [13 empty] | 0 |  |  | Default Wall Assembly | E3A |  | Sample Window Assembly | E3A |  |  |  |  | Sample Window Assembly | E3A | [13 empty] | 0 |  |  | Default Wall Assembly | E3A |  | Sample Window Assembly | E3A |  |  |  |  | Sample Window Assembly | E3A | [13 empty] | 0 |  |  | Default Wall Assembly | E3A |  | Sample Window Assembly | E3A |  |  |  |  | Sample Window Assembly | E3A | [13 empty] | 0 |  |  | Default Wall Assembly | E3A |  | Sample Window Assembly | E3A |  |  |  |  | Sample Window Assembly | E3A | [13 empty] | 0 |  |  | Default Wall Assembly | E3A |  | Sample Window Assembly | E3A |  |  |  |  | Sample Window Assembly | E3A | [13 empty] | 0 |  |  | Default Wall Assembly | E3A |  | Sample Window Assembly | E3A |  |  |  |  | Sample Window Assembly | E3A | [13 empty] | 0 |  |  | Default Wall Assembly | E3A |  | Sample Window Assembly | E3A |  |  |  |  | Sample Window Assembly | E3A | [13 empty] | 0 | [5 empty] | Default Roof Assembly | E3A | [10 empty] | 0 | [5 empty] | Default Roof Assembly | E3A | [10 empty] | 0 | [5 empty] | Default Roof Assembly | E3A | [10 empty] | 0 | [5 empty] | Default Roof Assembly | E3A
D-03_004_Circulacao | D-03_004_Circulacao | OK | 24.4193 | 24.42 | OK | 2.6 | 2.6 | OK | 200 | 200 | OK | 21 | 21 | OK | L/s | L/s | OK |  | 0 |  |  | Office Work | E3A |  | 0 |  |  | 0 |  | Escritorio Ocup | Escritorio Ocup | OK |  | 0 |  | 195 | 195 | OK | Recessed Unvented | Recessed Unvented | OK | 1 | 1 | OK | Escritorio Ilum | Escritorio Ilum | OK | 0 | 0 |  | Escritorio Equip | Escritorio Equip | OK |  | 0 |  |  | 0 |  |  | Sample Schedule | E3A |  | Sample Schedule | E3A | Air Change | Air Change | OK | 0.05 | 0.05 | OK | 0.05 | 0.05 | OK | 0.05 | 0.05 | OK | Floor Above Uncond Space | Floor Above Uncond Space | OK | 24.4193 | 24.42 | OK | 0.45 | 0.45 | OK |  | 0 |  |  | 0 |  |  | 0 |  |  | 0.568 | E3A |  | 0 |  |  | 0 |  | 30.4 | 30.4 | OK | 31.7 | 31.7 | OK | 7.8 | 7.8 | OK | 4.8 | 4.8 | OK | 24.4193 | 24.42 | OK | 0.4 | 0.4 | OK | 30.4 | 30.4 | OK | 31.7 | 31.7 | OK | 7.8 | 7.8 | OK | 4.8 | 4.8 | OK | 68.4 | 68.4 | OK | 0.5 | 0.5 | OK | 30.4 | 30.4 | OK | 31.7 | 31.7 | OK | 7.8 | 7.8 | OK | 4.8 | 4.8 | OK |  |  |  |  | 0 |  |  | Default Wall Assembly | E3A |  | Sample Window Assembly | E3A |  |  |  |  | Sample Window Assembly | E3A | [13 empty] | 0 |  |  | Default Wall Assembly | E3A |  | Sample Window Assembly | E3A |  |  |  |  | Sample Window Assembly | E3A | [13 empty] | 0 |  |  | Default Wall Assembly | E3A |  | Sample Window Assembly | E3A |  |  |  |  | Sample Window Assembly | E3A | [13 empty] | 0 |  |  | Default Wall Assembly | E3A |  | Sample Window Assembly | E3A |  |  |  |  | Sample Window Assembly | E3A | [13 empty] | 0 |  |  | Default Wall Assembly | E3A |  | Sample Window Assembly | E3A |  |  |  |  | Sample Window Assembly | E3A | [13 empty] | 0 |  |  | Default Wall Assembly | E3A |  | Sample Window Assembly | E3A |  |  |  |  | Sample Window Assembly | E3A | [13 empty] | 0 |  |  | Default Wall Assembly | E3A |  | Sample Window Assembly | E3A |  |  |  |  | Sample Window Assembly | E3A | [13 empty] | 0 |  |  | Default Wall Assembly | E3A |  | Sample Window Assembly | E3A |  |  |  |  | Sample Window Assembly | E3A | [13 empty] | 0 | [5 empty] | Default Roof Assembly | E3A | [10 empty] | 0 | [5 empty] | Default Roof Assembly | E3A | [10 empty] | 0 | [5 empty] | Default Roof Assembly | E3A | [10 empty] | 0 | [5 empty] | Default Roof Assembly | E3A
D-03_005_Circulacao | D-03_005_Circulacao | OK | 18.3933 | 18.39 | OK | 2.6 | 2.6 | OK | 200 | 200 | OK | 16 | 16 | OK | L/s | L/s | OK |  | 0 |  |  | Office Work | E3A |  | 0 |  |  | 0 |  | Escritorio Ocup | Escritorio Ocup | OK |  | 0 |  | 147 | 147 | OK | Recessed Unvented | Recessed Unvented | OK | 1 | 1 | OK | Escritorio Ilum | Escritorio Ilum | OK | 0 | 0 |  | Escritorio Equip | Escritorio Equip | OK |  | 0 |  |  | 0 |  |  | Sample Schedule | E3A |  | Sample Schedule | E3A | Air Change | Air Change | OK | 0.05 | 0.05 | OK | 0.05 | 0.05 | OK | 0.05 | 0.05 | OK | Floor Above Uncond Space | Floor Above Uncond Space | OK | 18.3933 | 18.39 | OK | 0.45 | 0.45 | OK |  | 0 |  |  | 0 |  |  | 0 |  |  | 0.568 | E3A |  | 0 |  |  | 0 |  | 30.4 | 30.4 | OK | 31.7 | 31.7 | OK | 7.8 | 7.8 | OK | 4.8 | 4.8 | OK | 18.3933 | 18.39 | OK | 0.4 | 0.4 | OK | 30.4 | 30.4 | OK | 31.7 | 31.7 | OK | 7.8 | 7.8 | OK | 4.8 | 4.8 | OK | 34.7 | 34.7 | OK | 0.5 | 0.5 | OK | 30.4 | 30.4 | OK | 31.7 | 31.7 | OK | 7.8 | 7.8 | OK | 4.8 | 4.8 | OK |  |  |  |  | 0 |  |  | Default Wall Assembly | E3A |  | Sample Window Assembly | E3A |  |  |  |  | Sample Window Assembly | E3A | [13 empty] | 0 |  |  | Default Wall Assembly | E3A |  | Sample Window Assembly | E3A |  |  |  |  | Sample Window Assembly | E3A | [13 empty] | 0 |  |  | Default Wall Assembly | E3A |  | Sample Window Assembly | E3A |  |  |  |  | Sample Window Assembly | E3A | [13 empty] | 0 |  |  | Default Wall Assembly | E3A |  | Sample Window Assembly | E3A |  |  |  |  | Sample Window Assembly | E3A | [13 empty] | 0 |  |  | Default Wall Assembly | E3A |  | Sample Window Assembly | E3A |  |  |  |  | Sample Window Assembly | E3A | [13 empty] | 0 |  |  | Default Wall Assembly | E3A |  | Sample Window Assembly | E3A |  |  |  |  | Sample Window Assembly | E3A | [13 empty] | 0 |  |  | Default Wall Assembly | E3A |  | Sample Window Assembly | E3A |  |  |  |  | Sample Window Assembly | E3A | [13 empty] | 0 |  |  | Default Wall Assembly | E3A |  | Sample Window Assembly | E3A |  |  |  |  | Sample Window Assembly | E3A | [13 empty] | 0 | [5 empty] | Default Roof Assembly | E3A | [10 empty] | 0 | [5 empty] | Default Roof Assembly | E3A | [10 empty] | 0 | [5 empty] | Default Roof Assembly | E3A | [10 empty] | 0 | [5 empty] | Default Roof Assembly | E3A
D-03_006_Zonas_tecnicas_ | D-03_006_Zonas_tecnicas_ | OK | 128.4312 | 128.43 | OK | 2.6 | 2.6 | OK | 200 | 200 | OK | 108 | 108 | OK | L/s | L/s | OK |  | 0 |  |  | Office Work | E3A |  | 0 |  |  | 0 |  | Sample Schedule | Sample Schedule | OK |  | 0 |  | 642 | 642 | OK | Recessed Unvented | Recessed Unvented | OK | 1 | 1 | OK | Sample Schedule | Sample Schedule | OK | 5 | 5 | OK | Sample Schedule | Sample Schedule | OK |  | 0 |  |  | 0 |  |  | Sample Schedule | E3A |  | Sample Schedule | E3A | Air Change | Air Change | OK | 0.05 | 0.05 | OK | 0.05 | 0.05 | OK | 0.05 | 0.05 | OK | Floor Above Uncond Space | Floor Above Uncond Space | OK | 128.4312 | 128.43 | OK | 0.45 | 0.45 | OK |  | 0 |  |  | 0 |  |  | 0 |  |  | 0.568 | E3A |  | 0 |  |  | 0 |  | 30.4 | 30.4 | OK | 31.7 | 31.7 | OK | 7.8 | 7.8 | OK | 4.8 | 4.8 | OK | 128.4312 | 128.43 | OK | 0.4 | 0.4 | OK | 30.4 | 30.4 | OK | 31.7 | 31.7 | OK | 7.8 | 7.8 | OK | 4.8 | 4.8 | OK |  | 0 |  |  | 2.839 | E3A |  | 23.9 | E3A |  | 35 | E3A |  | 23.9 | E3A |  | 12.8 | E3A |  |  |  |  | 0 |  |  | Default Wall Assembly | E3A |  | Sample Window Assembly | E3A |  |  |  |  | Sample Window Assembly | E3A | [13 empty] | 0 |  |  | Default Wall Assembly | E3A |  | Sample Window Assembly | E3A |  |  |  |  | Sample Window Assembly | E3A | [13 empty] | 0 |  |  | Default Wall Assembly | E3A |  | Sample Window Assembly | E3A |  |  |  |  | Sample Window Assembly | E3A | [13 empty] | 0 |  |  | Default Wall Assembly | E3A |  | Sample Window Assembly | E3A |  |  |  |  | Sample Window Assembly | E3A | [13 empty] | 0 |  |  | Default Wall Assembly | E3A |  | Sample Window Assembly | E3A |  |  |  |  | Sample Window Assembly | E3A | [13 empty] | 0 |  |  | Default Wall Assembly | E3A |  | Sample Window Assembly | E3A |  |  |  |  | Sample Window Assembly | E3A | [13 empty] | 0 |  |  | Default Wall Assembly | E3A |  | Sample Window Assembly | E3A |  |  |  |  | Sample Window Assembly | E3A | [13 empty] | 0 |  |  | Default Wall Assembly | E3A |  | Sample Window Assembly | E3A |  |  |  |  | Sample Window Assembly | E3A | [13 empty] | 0 | [5 empty] | Default Roof Assembly | E3A | [10 empty] | 0 | [5 empty] | Default Roof Assembly | E3A | [10 empty] | 0 | [5 empty] | Default Roof Assembly | E3A | [10 empty] | 0 | [5 empty] | Default Roof Assembly | E3A
D-03_007_Estacionamento_ | D-03_007_Estacionamento_ | OK | 1056.2783 | 1056.28 | OK | 2.6 | 2.6 | OK | 200 | 200 | OK | 881 | 881 | OK | L/s | L/s | OK |  | 0 |  |  | Office Work | E3A |  | 0 |  |  | 0 |  | Sample Schedule | Sample Schedule | OK |  | 0 |  | 2113 | 2113 | OK | Recessed Unvented | Recessed Unvented | OK | 1 | 1 | OK | Sample Schedule | Sample Schedule | OK | 0 | 0 |  | Sample Schedule | Sample Schedule | OK |  | 0 |  |  | 0 |  |  | Sample Schedule | E3A |  | Sample Schedule | E3A | Air Change | Air Change | OK | 0.05 | 0.05 | OK | 0.05 | 0.05 | OK | 0.05 | 0.05 | OK | Floor Above Uncond Space | Floor Above Uncond Space | OK | 1056.2783 | 1056.28 | OK | 0.45 | 0.45 | OK |  | 0 |  |  | 0 |  |  | 0 |  |  | 0.568 | E3A |  | 0 |  |  | 0 |  | 30.4 | 30.4 | OK | 31.7 | 31.7 | OK | 7.8 | 7.8 | OK | 4.8 | 4.8 | OK | 1056.2783 | 1056.28 | OK | 0.4 | 0.4 | OK | 30.4 | 30.4 | OK | 31.7 | 31.7 | OK | 7.8 | 7.8 | OK | 4.8 | 4.8 | OK |  | 0 |  |  | 2.839 | E3A |  | 23.9 | E3A |  | 35 | E3A |  | 23.9 | E3A |  | 12.8 | E3A |  |  |  |  | 0 |  |  | Default Wall Assembly | E3A |  | Sample Window Assembly | E3A |  |  |  |  | Sample Window Assembly | E3A | [13 empty] | 0 |  |  | Default Wall Assembly | E3A |  | Sample Window Assembly | E3A |  |  |  |  | Sample Window Assembly | E3A | [13 empty] | 0 |  |  | Default Wall Assembly | E3A |  | Sample Window Assembly | E3A |  |  |  |  | Sample Window Assembly | E3A | [13 empty] | 0 |  |  | Default Wall Assembly | E3A |  | Sample Window Assembly | E3A |  |  |  |  | Sample Window Assembly | E3A | [13 empty] | 0 |  |  | Default Wall Assembly | E3A |  | Sample Window Assembly | E3A |  |  |  |  | Sample Window Assembly | E3A | [13 empty] | 0 |  |  | Default Wall Assembly | E3A |  | Sample Window Assembly | E3A |  |  |  |  | Sample Window Assembly | E3A | [13 empty] | 0 |  |  | Default Wall Assembly | E3A |  | Sample Window Assembly | E3A |  |  |  |  | Sample Window Assembly | E3A | [13 empty] | 0 |  |  | Default Wall Assembly | E3A |  | Sample Window Assembly | E3A |  |  |  |  | Sample Window Assembly | E3A | [13 empty] | 0 | [5 empty] | Default Roof Assembly | E3A | [10 empty] | 0 | [5 empty] | Default Roof Assembly | E3A | [10 empty] | 0 | [5 empty] | Default Roof Assembly | E3A | [10 empty] | 0 | [5 empty] | Default Roof Assembly | E3A
E-02_001_Area_37 | E-02_001_Area_37 | OK | 90.0866 | 90.09 | OK | 2.6 | 2.6 | OK | 200 | 200 | OK | 76 | 76 | OK | L/s | L/s | OK | 2 | 2 | OK | Office Work | Office Work | OK | 70 | 70 | OK | 45 | 45 | OK | Escritorio Ocup | Escritorio Ocup | OK |  | 0 |  | 1081 | 1081 | OK | Recessed Unvented | Recessed Unvented | OK | 1 | 1 | OK | Escritorio Ilum | Escritorio Ilum | OK | 15 | 15 | OK | Escritorio Equip | Escritorio Equip | OK |  | 0 |  |  | 0 |  |  | Sample Schedule | E3A |  | Sample Schedule | E3A | Air Change | Air Change | OK | 0.05 | 0.05 | OK | 0.05 | 0.05 | OK | 0.05 | 0.05 | OK | Floor Above Uncond Space | Floor Above Uncond Space | OK | 90.0866 | 90.09 | OK | 0.45 | 0.45 | OK |  | 0 |  |  | 0 |  |  | 0 |  |  | 0.568 | E3A |  | 0 |  |  | 0 |  | 30.4 | 30.4 | OK | 31.7 | 31.7 | OK | 7.8 | 7.8 | OK | 4.8 | 4.8 | OK | 90.0866 | 90.09 | OK | 0.4 | 0.4 | OK | 30.4 | 30.4 | OK | 31.7 | 31.7 | OK | 7.8 | 7.8 | OK | 4.8 | 4.8 | OK | 60.4 | 60.4 | OK | 0.5 | 0.5 | OK | 30.4 | 30.4 | OK | 31.7 | 31.7 | OK | 7.8 | 7.8 | OK | 4.8 | 4.8 | OK |  |  |  |  | 0 |  |  | Default Wall Assembly | E3A |  | Sample Window Assembly | E3A |  |  |  |  | Sample Window Assembly | E3A | [13 empty] | 0 |  |  | Default Wall Assembly | E3A |  | Sample Window Assembly | E3A |  |  |  |  | Sample Window Assembly | E3A | [13 empty] | 0 |  |  | Default Wall Assembly | E3A |  | Sample Window Assembly | E3A |  |  |  |  | Sample Window Assembly | E3A | [13 empty] | 0 |  |  | Default Wall Assembly | E3A |  | Sample Window Assembly | E3A |  |  |  |  | Sample Window Assembly | E3A | [13 empty] | 0 |  |  | Default Wall Assembly | E3A |  | Sample Window Assembly | E3A |  |  |  |  | Sample Window Assembly | E3A | [13 empty] | 0 |  |  | Default Wall Assembly | E3A |  | Sample Window Assembly | E3A |  |  |  |  | Sample Window Assembly | E3A | [13 empty] | 0 |  |  | Default Wall Assembly | E3A |  | Sample Window Assembly | E3A |  |  |  |  | Sample Window Assembly | E3A | [13 empty] | 0 |  |  | Default Wall Assembly | E3A |  | Sample Window Assembly | E3A |  |  |  |  | Sample Window Assembly | E3A | [13 empty] | 0 | [5 empty] | Default Roof Assembly | E3A | [10 empty] | 0 | [5 empty] | Default Roof Assembly | E3A | [10 empty] | 0 | [5 empty] | Default Roof Assembly | E3A | [10 empty] | 0 | [5 empty] | Default Roof Assembly | E3A
E-02_002_Caixa_de_escada | E-02_002_Caixa_de_escada | OK | 21.4131 | 21.41 | OK | 2.6 | 2.6 | OK | 200 | 200 | OK | 19 | 19 | OK | L/s | L/s | OK |  | 0 |  |  | Office Work | E3A |  | 0 |  |  | 0 |  | Escritorio Ocup | Escritorio Ocup | OK |  | 0 |  | 107 | 107 | OK | Recessed Unvented | Recessed Unvented | OK | 1 | 1 | OK | Escritorio Ilum | Escritorio Ilum | OK | 0 | 0 |  | Escritorio Equip | Escritorio Equip | OK |  | 0 |  |  | 0 |  |  | Sample Schedule | E3A |  | Sample Schedule | E3A | Air Change | Air Change | OK | 0.05 | 0.05 | OK | 0.05 | 0.05 | OK | 0.05 | 0.05 | OK | Floor Above Uncond Space | Floor Above Uncond Space | OK | 21.4131 | 21.41 | OK | 0.45 | 0.45 | OK |  | 0 |  |  | 0 |  |  | 0 |  |  | 0.568 | E3A |  | 0 |  |  | 0 |  | 30.4 | 30.4 | OK | 31.7 | 31.7 | OK | 7.8 | 7.8 | OK | 4.8 | 4.8 | OK | 21.4131 | 21.41 | OK | 0.4 | 0.4 | OK | 30.4 | 30.4 | OK | 31.7 | 31.7 | OK | 7.8 | 7.8 | OK | 4.8 | 4.8 | OK | 34.1 | 34.1 | OK | 0.5 | 0.5 | OK | 30.4 | 30.4 | OK | 31.7 | 31.7 | OK | 7.8 | 7.8 | OK | 4.8 | 4.8 | OK |  |  |  |  | 0 |  |  | Default Wall Assembly | E3A |  | Sample Window Assembly | E3A |  |  |  |  | Sample Window Assembly | E3A | [13 empty] | 0 |  |  | Default Wall Assembly | E3A |  | Sample Window Assembly | E3A |  |  |  |  | Sample Window Assembly | E3A | [13 empty] | 0 |  |  | Default Wall Assembly | E3A |  | Sample Window Assembly | E3A |  |  |  |  | Sample Window Assembly | E3A | [13 empty] | 0 |  |  | Default Wall Assembly | E3A |  | Sample Window Assembly | E3A |  |  |  |  | Sample Window Assembly | E3A | [13 empty] | 0 |  |  | Default Wall Assembly | E3A |  | Sample Window Assembly | E3A |  |  |  |  | Sample Window Assembly | E3A | [13 empty] | 0 |  |  | Default Wall Assembly | E3A |  | Sample Window Assembly | E3A |  |  |  |  | Sample Window Assembly | E3A | [13 empty] | 0 |  |  | Default Wall Assembly | E3A |  | Sample Window Assembly | E3A |  |  |  |  | Sample Window Assembly | E3A | [13 empty] | 0 |  |  | Default Wall Assembly | E3A |  | Sample Window Assembly | E3A |  |  |  |  | Sample Window Assembly | E3A | [13 empty] | 0 | [5 empty] | Default Roof Assembly | E3A | [10 empty] | 0 | [5 empty] | Default Roof Assembly | E3A | [10 empty] | 0 | [5 empty] | Default Roof Assembly | E3A | [10 empty] | 0 | [5 empty] | Default Roof Assembly | E3A
E-02_003_Caixa_de_escada | E-02_003_Caixa_de_escada | OK | 20.1686 | 20.17 | OK | 2.6 | 2.6 | OK | 200 | 200 | OK | 17 | 17 | OK | L/s | L/s | OK |  | 0 |  |  | Office Work | E3A |  | 0 |  |  | 0 |  | Escritorio Ocup | Escritorio Ocup | OK |  | 0 |  | 101 | 101 | OK | Recessed Unvented | Recessed Unvented | OK | 1 | 1 | OK | Escritorio Ilum | Escritorio Ilum | OK | 0 | 0 |  | Escritorio Equip | Escritorio Equip | OK |  | 0 |  |  | 0 |  |  | Sample Schedule | E3A |  | Sample Schedule | E3A | Air Change | Air Change | OK | 0.05 | 0.05 | OK | 0.05 | 0.05 | OK | 0.05 | 0.05 | OK | Floor Above Uncond Space | Floor Above Uncond Space | OK | 20.1686 | 20.17 | OK | 0.45 | 0.45 | OK |  | 0 |  |  | 0 |  |  | 0 |  |  | 0.568 | E3A |  | 0 |  |  | 0 |  | 30.4 | 30.4 | OK | 31.7 | 31.7 | OK | 7.8 | 7.8 | OK | 4.8 | 4.8 | OK | 20.1686 | 20.17 | OK | 0.4 | 0.4 | OK | 30.4 | 30.4 | OK | 31.7 | 31.7 | OK | 7.8 | 7.8 | OK | 4.8 | 4.8 | OK | 40.6 | 40.6 | OK | 0.5 | 0.5 | OK | 30.4 | 30.4 | OK | 31.7 | 31.7 | OK | 7.8 | 7.8 | OK | 4.8 | 4.8 | OK |  |  |  |  | 0 |  |  | Default Wall Assembly | E3A |  | Sample Window Assembly | E3A |  |  |  |  | Sample Window Assembly | E3A | [13 empty] | 0 |  |  | Default Wall Assembly | E3A |  | Sample Window Assembly | E3A |  |  |  |  | Sample Window Assembly | E3A | [13 empty] | 0 |  |  | Default Wall Assembly | E3A |  | Sample Window Assembly | E3A |  |  |  |  | Sample Window Assembly | E3A | [13 empty] | 0 |  |  | Default Wall Assembly | E3A |  | Sample Window Assembly | E3A |  |  |  |  | Sample Window Assembly | E3A | [13 empty] | 0 |  |  | Default Wall Assembly | E3A |  | Sample Window Assembly | E3A |  |  |  |  | Sample Window Assembly | E3A | [13 empty] | 0 |  |  | Default Wall Assembly | E3A |  | Sample Window Assembly | E3A |  |  |  |  | Sample Window Assembly | E3A | [13 empty] | 0 |  |  | Default Wall Assembly | E3A |  | Sample Window Assembly | E3A |  |  |  |  | Sample Window Assembly | E3A | [13 empty] | 0 |  |  | Default Wall Assembly | E3A |  | Sample Window Assembly | E3A |  |  |  |  | Sample Window Assembly | E3A | [13 empty] | 0 | [5 empty] | Default Roof Assembly | E3A | [10 empty] | 0 | [5 empty] | Default Roof Assembly | E3A | [10 empty] | 0 | [5 empty] | Default Roof Assembly | E3A | [10 empty] | 0 | [5 empty] | Default Roof Assembly | E3A
E-02_004_Caixa_de_escada | E-02_004_Caixa_de_escada | OK | 19.7007 | 19.7 | OK | 2.6 | 2.6 | OK | 200 | 200 | OK | 17 | 17 | OK | L/s | L/s | OK |  | 0 |  |  | Office Work | E3A |  | 0 |  |  | 0 |  | Escritorio Ocup | Escritorio Ocup | OK |  | 0 |  | 99 | 99 | OK | Recessed Unvented | Recessed Unvented | OK | 1 | 1 | OK | Escritorio Ilum | Escritorio Ilum | OK | 0 | 0 |  | Escritorio Equip | Escritorio Equip | OK |  | 0 |  |  | 0 |  |  | Sample Schedule | E3A |  | Sample Schedule | E3A | Air Change | Air Change | OK | 0.05 | 0.05 | OK | 0.05 | 0.05 | OK | 0.05 | 0.05 | OK | Floor Above Uncond Space | Floor Above Uncond Space | OK | 19.7007 | 19.7 | OK | 0.45 | 0.45 | OK |  | 0 |  |  | 0 |  |  | 0 |  |  | 0.568 | E3A |  | 0 |  |  | 0 |  | 30.4 | 30.4 | OK | 31.7 | 31.7 | OK | 7.8 | 7.8 | OK | 4.8 | 4.8 | OK | 19.7007 | 19.7 | OK | 0.4 | 0.4 | OK | 30.4 | 30.4 | OK | 31.7 | 31.7 | OK | 7.8 | 7.8 | OK | 4.8 | 4.8 | OK | 17.2 | 17.2 | OK | 0.5 | 0.5 | OK | 30.4 | 30.4 | OK | 31.7 | 31.7 | OK | 7.8 | 7.8 | OK | 4.8 | 4.8 | OK |  |  |  |  | 0 |  |  | Default Wall Assembly | E3A |  | Sample Window Assembly | E3A |  |  |  |  | Sample Window Assembly | E3A | [13 empty] | 0 |  |  | Default Wall Assembly | E3A |  | Sample Window Assembly | E3A |  |  |  |  | Sample Window Assembly | E3A | [13 empty] | 0 |  |  | Default Wall Assembly | E3A |  | Sample Window Assembly | E3A |  |  |  |  | Sample Window Assembly | E3A | [13 empty] | 0 |  |  | Default Wall Assembly | E3A |  | Sample Window Assembly | E3A |  |  |  |  | Sample Window Assembly | E3A | [13 empty] | 0 |  |  | Default Wall Assembly | E3A |  | Sample Window Assembly | E3A |  |  |  |  | Sample Window Assembly | E3A | [13 empty] | 0 |  |  | Default Wall Assembly | E3A |  | Sample Window Assembly | E3A |  |  |  |  | Sample Window Assembly | E3A | [13 empty] | 0 |  |  | Default Wall Assembly | E3A |  | Sample Window Assembly | E3A |  |  |  |  | Sample Window Assembly | E3A | [13 empty] | 0 |  |  | Default Wall Assembly | E3A |  | Sample Window Assembly | E3A |  |  |  |  | Sample Window Assembly | E3A | [13 empty] | 0 | [5 empty] | Default Roof Assembly | E3A | [10 empty] | 0 | [5 empty] | Default Roof Assembly | E3A | [10 empty] | 0 | [5 empty] | Default Roof Assembly | E3A | [10 empty] | 0 | [5 empty] | Default Roof Assembly | E3A
E-02_005_Circulacao | E-02_005_Circulacao | OK | 18.3933 | 18.39 | OK | 2.6 | 2.6 | OK | 200 | 200 | OK | 16 | 16 | OK | L/s | L/s | OK |  | 0 |  |  | Office Work | E3A |  | 0 |  |  | 0 |  | Escritorio Ocup | Escritorio Ocup | OK |  | 0 |  | 147 | 147 | OK | Recessed Unvented | Recessed Unvented | OK | 1 | 1 | OK | Escritorio Ilum | Escritorio Ilum | OK | 0 | 0 |  | Escritorio Equip | Escritorio Equip | OK |  | 0 |  |  | 0 |  |  | Sample Schedule | E3A |  | Sample Schedule | E3A | Air Change | Air Change | OK | 0.05 | 0.05 | OK | 0.05 | 0.05 | OK | 0.05 | 0.05 | OK | Floor Above Uncond Space | Floor Above Uncond Space | OK | 18.3933 | 18.39 | OK | 0.45 | 0.45 | OK |  | 0 |  |  | 0 |  |  | 0 |  |  | 0.568 | E3A |  | 0 |  |  | 0 |  | 30.4 | 30.4 | OK | 31.7 | 31.7 | OK | 7.8 | 7.8 | OK | 4.8 | 4.8 | OK | 18.3933 | 18.39 | OK | 0.4 | 0.4 | OK | 30.4 | 30.4 | OK | 31.7 | 31.7 | OK | 7.8 | 7.8 | OK | 4.8 | 4.8 | OK | 34.7 | 34.7 | OK | 0.5 | 0.5 | OK | 30.4 | 30.4 | OK | 31.7 | 31.7 | OK | 7.8 | 7.8 | OK | 4.8 | 4.8 | OK |  |  |  |  | 0 |  |  | Default Wall Assembly | E3A |  | Sample Window Assembly | E3A |  |  |  |  | Sample Window Assembly | E3A | [13 empty] | 0 |  |  | Default Wall Assembly | E3A |  | Sample Window Assembly | E3A |  |  |  |  | Sample Window Assembly | E3A | [13 empty] | 0 |  |  | Default Wall Assembly | E3A |  | Sample Window Assembly | E3A |  |  |  |  | Sample Window Assembly | E3A | [13 empty] | 0 |  |  | Default Wall Assembly | E3A |  | Sample Window Assembly | E3A |  |  |  |  | Sample Window Assembly | E3A | [13 empty] | 0 |  |  | Default Wall Assembly | E3A |  | Sample Window Assembly | E3A |  |  |  |  | Sample Window Assembly | E3A | [13 empty] | 0 |  |  | Default Wall Assembly | E3A |  | Sample Window Assembly | E3A |  |  |  |  | Sample Window Assembly | E3A | [13 empty] | 0 |  |  | Default Wall Assembly | E3A |  | Sample Window Assembly | E3A |  |  |  |  | Sample Window Assembly | E3A | [13 empty] | 0 |  |  | Default Wall Assembly | E3A |  | Sample Window Assembly | E3A |  |  |  |  | Sample Window Assembly | E3A | [13 empty] | 0 | [5 empty] | Default Roof Assembly | E3A | [10 empty] | 0 | [5 empty] | Default Roof Assembly | E3A | [10 empty] | 0 | [5 empty] | Default Roof Assembly | E3A | [10 empty] | 0 | [5 empty] | Default Roof Assembly | E3A
E-02_006_Circulacao | E-02_006_Circulacao | OK | 24.4193 | 24.42 | OK | 2.6 | 2.6 | OK | 200 | 200 | OK | 21 | 21 | OK | L/s | L/s | OK |  | 0 |  |  | Office Work | E3A |  | 0 |  |  | 0 |  | Escritorio Ocup | Escritorio Ocup | OK |  | 0 |  | 195 | 195 | OK | Recessed Unvented | Recessed Unvented | OK | 1 | 1 | OK | Escritorio Ilum | Escritorio Ilum | OK | 0 | 0 |  | Escritorio Equip | Escritorio Equip | OK |  | 0 |  |  | 0 |  |  | Sample Schedule | E3A |  | Sample Schedule | E3A | Air Change | Air Change | OK | 0.05 | 0.05 | OK | 0.05 | 0.05 | OK | 0.05 | 0.05 | OK | Floor Above Uncond Space | Floor Above Uncond Space | OK | 24.4193 | 24.42 | OK | 0.45 | 0.45 | OK |  | 0 |  |  | 0 |  |  | 0 |  |  | 0.568 | E3A |  | 0 |  |  | 0 |  | 30.4 | 30.4 | OK | 31.7 | 31.7 | OK | 7.8 | 7.8 | OK | 4.8 | 4.8 | OK | 24.4193 | 24.42 | OK | 0.4 | 0.4 | OK | 30.4 | 30.4 | OK | 31.7 | 31.7 | OK | 7.8 | 7.8 | OK | 4.8 | 4.8 | OK | 68.4 | 68.4 | OK | 0.5 | 0.5 | OK | 30.4 | 30.4 | OK | 31.7 | 31.7 | OK | 7.8 | 7.8 | OK | 4.8 | 4.8 | OK |  |  |  |  | 0 |  |  | Default Wall Assembly | E3A |  | Sample Window Assembly | E3A |  |  |  |  | Sample Window Assembly | E3A | [13 empty] | 0 |  |  | Default Wall Assembly | E3A |  | Sample Window Assembly | E3A |  |  |  |  | Sample Window Assembly | E3A | [13 empty] | 0 |  |  | Default Wall Assembly | E3A |  | Sample Window Assembly | E3A |  |  |  |  | Sample Window Assembly | E3A | [13 empty] | 0 |  |  | Default Wall Assembly | E3A |  | Sample Window Assembly | E3A |  |  |  |  | Sample Window Assembly | E3A | [13 empty] | 0 |  |  | Default Wall Assembly | E3A |  | Sample Window Assembly | E3A |  |  |  |  | Sample Window Assembly | E3A | [13 empty] | 0 |  |  | Default Wall Assembly | E3A |  | Sample Window Assembly | E3A |  |  |  |  | Sample Window Assembly | E3A | [13 empty] | 0 |  |  | Default Wall Assembly | E3A |  | Sample Window Assembly | E3A |  |  |  |  | Sample Window Assembly | E3A | [13 empty] | 0 |  |  | Default Wall Assembly | E3A |  | Sample Window Assembly | E3A |  |  |  |  | Sample Window Assembly | E3A | [13 empty] | 0 | [5 empty] | Default Roof Assembly | E3A | [10 empty] | 0 | [5 empty] | Default Roof Assembly | E3A | [10 empty] | 0 | [5 empty] | Default Roof Assembly | E3A | [10 empty] | 0 | [5 empty] | Default Roof Assembly | E3A
E-02_007_Zonas_tecnicas_ | E-02_007_Zonas_tecnicas_ | OK | 31.1438 | 31.14 | OK | 2.6 | 2.6 | OK | 200 | 200 | OK | 27 | 27 | OK | L/s | L/s | OK |  | 0 |  |  | Office Work | E3A |  | 0 |  |  | 0 |  | Sample Schedule | Sample Schedule | OK |  | 0 |  | 156 | 156 | OK | Recessed Unvented | Recessed Unvented | OK | 1 | 1 | OK | Sample Schedule | Sample Schedule | OK | 5 | 5 | OK | Sample Schedule | Sample Schedule | OK |  | 0 |  |  | 0 |  |  | Sample Schedule | E3A |  | Sample Schedule | E3A | Air Change | Air Change | OK | 0.05 | 0.05 | OK | 0.05 | 0.05 | OK | 0.05 | 0.05 | OK | Floor Above Uncond Space | Floor Above Uncond Space | OK | 31.1438 | 31.14 | OK | 0.45 | 0.45 | OK |  | 0 |  |  | 0 |  |  | 0 |  |  | 0.568 | E3A |  | 0 |  |  | 0 |  | 30.4 | 30.4 | OK | 31.7 | 31.7 | OK | 7.8 | 7.8 | OK | 4.8 | 4.8 | OK | 31.1438 | 31.14 | OK | 0.4 | 0.4 | OK | 30.4 | 30.4 | OK | 31.7 | 31.7 | OK | 7.8 | 7.8 | OK | 4.8 | 4.8 | OK |  | 0 |  |  | 2.839 | E3A |  | 23.9 | E3A |  | 35 | E3A |  | 23.9 | E3A |  | 12.8 | E3A |  |  |  |  | 0 |  |  | Default Wall Assembly | E3A |  | Sample Window Assembly | E3A |  |  |  |  | Sample Window Assembly | E3A | [13 empty] | 0 |  |  | Default Wall Assembly | E3A |  | Sample Window Assembly | E3A |  |  |  |  | Sample Window Assembly | E3A | [13 empty] | 0 |  |  | Default Wall Assembly | E3A |  | Sample Window Assembly | E3A |  |  |  |  | Sample Window Assembly | E3A | [13 empty] | 0 |  |  | Default Wall Assembly | E3A |  | Sample Window Assembly | E3A |  |  |  |  | Sample Window Assembly | E3A | [13 empty] | 0 |  |  | Default Wall Assembly | E3A |  | Sample Window Assembly | E3A |  |  |  |  | Sample Window Assembly | E3A | [13 empty] | 0 |  |  | Default Wall Assembly | E3A |  | Sample Window Assembly | E3A |  |  |  |  | Sample Window Assembly | E3A | [13 empty] | 0 |  |  | Default Wall Assembly | E3A |  | Sample Window Assembly | E3A |  |  |  |  | Sample Window Assembly | E3A | [13 empty] | 0 |  |  | Default Wall Assembly | E3A |  | Sample Window Assembly | E3A |  |  |  |  | Sample Window Assembly | E3A | [13 empty] | 0 | [5 empty] | Default Roof Assembly | E3A | [10 empty] | 0 | [5 empty] | Default Roof Assembly | E3A | [10 empty] | 0 | [5 empty] | Default Roof Assembly | E3A | [10 empty] | 0 | [5 empty] | Default Roof Assembly | E3A
E-02_008_IS | E-02_008_IS | OK | 5.7733 | 5.77 | OK | 2.6 | 2.6 | OK | 200 | 200 | OK | 5 | 5 | OK | L/s | L/s | OK |  | 0 |  |  | Office Work | E3A |  | 0 |  |  | 0 |  | Escritorio Ocup | Escritorio Ocup | OK |  | 0 |  | 46 | 46 | OK | Recessed Unvented | Recessed Unvented | OK | 1 | 1 | OK | Escritorio Ilum | Escritorio Ilum | OK | 5 | 5 | OK | Escritorio Equip | Escritorio Equip | OK |  | 0 |  |  | 0 |  |  | Sample Schedule | E3A |  | Sample Schedule | E3A | Air Change | Air Change | OK | 0.05 | 0.05 | OK | 0.05 | 0.05 | OK | 0.05 | 0.05 | OK | Floor Above Uncond Space | Floor Above Uncond Space | OK | 5.7733 | 5.77 | OK | 0.45 | 0.45 | OK |  | 0 |  |  | 0 |  |  | 0 |  |  | 0.568 | E3A |  | 0 |  |  | 0 |  | 30.4 | 30.4 | OK | 31.7 | 31.7 | OK | 7.8 | 7.8 | OK | 4.8 | 4.8 | OK | 5.7733 | 5.77 | OK | 0.4 | 0.4 | OK | 30.4 | 30.4 | OK | 31.7 | 31.7 | OK | 7.8 | 7.8 | OK | 4.8 | 4.8 | OK |  | 0 |  |  | 2.839 | E3A |  | 23.9 | E3A |  | 35 | E3A |  | 23.9 | E3A |  | 12.8 | E3A |  |  |  |  | 0 |  |  | Default Wall Assembly | E3A |  | Sample Window Assembly | E3A |  |  |  |  | Sample Window Assembly | E3A | [13 empty] | 0 |  |  | Default Wall Assembly | E3A |  | Sample Window Assembly | E3A |  |  |  |  | Sample Window Assembly | E3A | [13 empty] | 0 |  |  | Default Wall Assembly | E3A |  | Sample Window Assembly | E3A |  |  |  |  | Sample Window Assembly | E3A | [13 empty] | 0 |  |  | Default Wall Assembly | E3A |  | Sample Window Assembly | E3A |  |  |  |  | Sample Window Assembly | E3A | [13 empty] | 0 |  |  | Default Wall Assembly | E3A |  | Sample Window Assembly | E3A |  |  |  |  | Sample Window Assembly | E3A | [13 empty] | 0 |  |  | Default Wall Assembly | E3A |  | Sample Window Assembly | E3A |  |  |  |  | Sample Window Assembly | E3A | [13 empty] | 0 |  |  | Default Wall Assembly | E3A |  | Sample Window Assembly | E3A |  |  |  |  | Sample Window Assembly | E3A | [13 empty] | 0 |  |  | Default Wall Assembly | E3A |  | Sample Window Assembly | E3A |  |  |  |  | Sample Window Assembly | E3A | [13 empty] | 0 | [5 empty] | Default Roof Assembly | E3A | [10 empty] | 0 | [5 empty] | Default Roof Assembly | E3A | [10 empty] | 0 | [5 empty] | Default Roof Assembly | E3A | [10 empty] | 0 | [5 empty] | Default Roof Assembly | E3A
E-02_009_Estacionamento_ | E-02_009_Estacionamento_ | OK | 1056.2783 | 1056.28 | OK | 2.6 | 2.6 | OK | 200 | 200 | OK | 881 | 881 | OK | L/s | L/s | OK |  | 0 |  |  | Office Work | E3A |  | 0 |  |  | 0 |  | Sample Schedule | Sample Schedule | OK |  | 0 |  | 2113 | 2113 | OK | Recessed Unvented | Recessed Unvented | OK | 1 | 1 | OK | Sample Schedule | Sample Schedule | OK | 0 | 0 |  | Sample Schedule | Sample Schedule | OK |  | 0 |  |  | 0 |  |  | Sample Schedule | E3A |  | Sample Schedule | E3A | Air Change | Air Change | OK | 0.05 | 0.05 | OK | 0.05 | 0.05 | OK | 0.05 | 0.05 | OK | Floor Above Uncond Space | Floor Above Uncond Space | OK | 1056.2783 | 1056.28 | OK | 0.45 | 0.45 | OK |  | 0 |  |  | 0 |  |  | 0 |  |  | 0.568 | E3A |  | 0 |  |  | 0 |  | 30.4 | 30.4 | OK | 31.7 | 31.7 | OK | 7.8 | 7.8 | OK | 4.8 | 4.8 | OK | 1056.2783 | 1056.28 | OK | 0.4 | 0.4 | OK | 30.4 | 30.4 | OK | 31.7 | 31.7 | OK | 7.8 | 7.8 | OK | 4.8 | 4.8 | OK |  | 0 |  |  | 2.839 | E3A |  | 23.9 | E3A |  | 35 | E3A |  | 23.9 | E3A |  | 12.8 | E3A |  |  |  |  | 0 |  |  | Default Wall Assembly | E3A |  | Sample Window Assembly | E3A |  |  |  |  | Sample Window Assembly | E3A | [13 empty] | 0 |  |  | Default Wall Assembly | E3A |  | Sample Window Assembly | E3A |  |  |  |  | Sample Window Assembly | E3A | [13 empty] | 0 |  |  | Default Wall Assembly | E3A |  | Sample Window Assembly | E3A |  |  |  |  | Sample Window Assembly | E3A | [13 empty] | 0 |  |  | Default Wall Assembly | E3A |  | Sample Window Assembly | E3A |  |  |  |  | Sample Window Assembly | E3A | [13 empty] | 0 |  |  | Default Wall Assembly | E3A |  | Sample Window Assembly | E3A |  |  |  |  | Sample Window Assembly | E3A | [13 empty] | 0 |  |  | Default Wall Assembly | E3A |  | Sample Window Assembly | E3A |  |  |  |  | Sample Window Assembly | E3A | [13 empty] | 0 |  |  | Default Wall Assembly | E3A |  | Sample Window Assembly | E3A |  |  |  |  | Sample Window Assembly | E3A | [13 empty] | 0 |  |  | Default Wall Assembly | E3A |  | Sample Window Assembly | E3A |  |  |  |  | Sample Window Assembly | E3A | [13 empty] | 0 | [5 empty] | Default Roof Assembly | E3A | [10 empty] | 0 | [5 empty] | Default Roof Assembly | E3A | [10 empty] | 0 | [5 empty] | Default Roof Assembly | E3A | [10 empty] | 0 | [5 empty] | Default Roof Assembly | E3A
F-01_001_Caixa_de_escada | F-01_001_Caixa_de_escada | OK | 19.7007 | 19.7 | OK | 2.6 | 2.6 | OK | 200 | 200 | OK | 17 | 17 | OK | L/s | L/s | OK |  | 0 |  |  | Office Work | E3A |  | 0 |  |  | 0 |  | Escritorio Ocup | Escritorio Ocup | OK |  | 0 |  | 99 | 99 | OK | Recessed Unvented | Recessed Unvented | OK | 1 | 1 | OK | Escritorio Ilum | Escritorio Ilum | OK | 0 | 0 |  | Escritorio Equip | Escritorio Equip | OK |  | 0 |  |  | 0 |  |  | Sample Schedule | E3A |  | Sample Schedule | E3A | Air Change | Air Change | OK | 0.05 | 0.05 | OK | 0.05 | 0.05 | OK | 0.05 | 0.05 | OK | Floor Above Uncond Space | Floor Above Uncond Space | OK | 19.7007 | 19.7 | OK | 0.45 | 0.45 | OK |  | 0 |  |  | 0 |  |  | 0 |  |  | 0.568 | E3A |  | 0 |  |  | 0 |  | 30.4 | 30.4 | OK | 31.7 | 31.7 | OK | 7.8 | 7.8 | OK | 4.8 | 4.8 | OK | 4.9928 | 4.99 | OK | 0.4 | 0.4 | OK | 30.4 | 30.4 | OK | 31.7 | 31.7 | OK | 7.8 | 7.8 | OK | 4.8 | 4.8 | OK | 4.4 | 4.4 | OK | 0.5 | 0.5 | OK | 30.4 | 30.4 | OK | 31.7 | 31.7 | OK | 7.8 | 7.8 | OK | 4.8 | 4.8 | OK |  |  |  |  | 0 |  |  | Default Wall Assembly | E3A |  | Sample Window Assembly | E3A |  |  |  |  | Sample Window Assembly | E3A | [13 empty] | 0 |  |  | Default Wall Assembly | E3A |  | Sample Window Assembly | E3A |  |  |  |  | Sample Window Assembly | E3A | [13 empty] | 0 |  |  | Default Wall Assembly | E3A |  | Sample Window Assembly | E3A |  |  |  |  | Sample Window Assembly | E3A | [13 empty] | 0 |  |  | Default Wall Assembly | E3A |  | Sample Window Assembly | E3A |  |  |  |  | Sample Window Assembly | E3A | [13 empty] | 0 |  |  | Default Wall Assembly | E3A |  | Sample Window Assembly | E3A |  |  |  |  | Sample Window Assembly | E3A | [13 empty] | 0 |  |  | Default Wall Assembly | E3A |  | Sample Window Assembly | E3A |  |  |  |  | Sample Window Assembly | E3A | [13 empty] | 0 |  |  | Default Wall Assembly | E3A |  | Sample Window Assembly | E3A |  |  |  |  | Sample Window Assembly | E3A | [13 empty] | 0 |  |  | Default Wall Assembly | E3A |  | Sample Window Assembly | E3A |  |  |  |  | Sample Window Assembly | E3A | [13 empty] | 0 | [5 empty] | Default Roof Assembly | E3A | [10 empty] | 0 | [5 empty] | Default Roof Assembly | E3A | [10 empty] | 0 | [5 empty] | Default Roof Assembly | E3A | [10 empty] | 0 | [5 empty] | Default Roof Assembly | E3A
F-01_002_Caixa_de_escada | F-01_002_Caixa_de_escada | OK | 21.4044 | 21.4 | OK | 2.6 | 2.6 | OK | 200 | 200 | OK | 19 | 19 | OK | L/s | L/s | OK |  | 0 |  |  | Office Work | E3A |  | 0 |  |  | 0 |  | Escritorio Ocup | Escritorio Ocup | OK |  | 0 |  | 107 | 107 | OK | Recessed Unvented | Recessed Unvented | OK | 1 | 1 | OK | Escritorio Ilum | Escritorio Ilum | OK | 0 | 0 |  | Escritorio Equip | Escritorio Equip | OK |  | 0 |  |  | 0 |  |  | Sample Schedule | E3A |  | Sample Schedule | E3A | Air Change | Air Change | OK | 0.05 | 0.05 | OK | 0.05 | 0.05 | OK | 0.05 | 0.05 | OK | Floor Above Uncond Space | Floor Above Uncond Space | OK | 21.4044 | 21.4 | OK | 0.45 | 0.45 | OK |  | 0 |  |  | 0 |  |  | 0 |  |  | 0.568 | E3A |  | 0 |  |  | 0 |  | 30.4 | 30.4 | OK | 31.7 | 31.7 | OK | 7.8 | 7.8 | OK | 4.8 | 4.8 | OK |  | 0 |  |  | 2.839 | E3A |  | 23.9 | E3A |  | 35 | E3A |  | 23.9 | E3A |  | 12.8 | E3A | 31.9 | 31.9 | OK | 0.5 | 0.5 | OK | 30.4 | 30.4 | OK | 31.7 | 31.7 | OK | 7.8 | 7.8 | OK | 4.8 | 4.8 | OK |  |  |  |  | 0 |  |  | Default Wall Assembly | E3A |  | Sample Window Assembly | E3A |  |  |  |  | Sample Window Assembly | E3A | [13 empty] | 0 |  |  | Default Wall Assembly | E3A |  | Sample Window Assembly | E3A |  |  |  |  | Sample Window Assembly | E3A | [13 empty] | 0 |  |  | Default Wall Assembly | E3A |  | Sample Window Assembly | E3A |  |  |  |  | Sample Window Assembly | E3A | [13 empty] | 0 |  |  | Default Wall Assembly | E3A |  | Sample Window Assembly | E3A |  |  |  |  | Sample Window Assembly | E3A | [13 empty] | 0 |  |  | Default Wall Assembly | E3A |  | Sample Window Assembly | E3A |  |  |  |  | Sample Window Assembly | E3A | [13 empty] | 0 |  |  | Default Wall Assembly | E3A |  | Sample Window Assembly | E3A |  |  |  |  | Sample Window Assembly | E3A | [13 empty] | 0 |  |  | Default Wall Assembly | E3A |  | Sample Window Assembly | E3A |  |  |  |  | Sample Window Assembly | E3A | [13 empty] | 0 |  |  | Default Wall Assembly | E3A |  | Sample Window Assembly | E3A |  |  |  |  | Sample Window Assembly | E3A | [13 empty] | 0 | [5 empty] | Default Roof Assembly | E3A | [10 empty] | 0 | [5 empty] | Default Roof Assembly | E3A | [10 empty] | 0 | [5 empty] | Default Roof Assembly | E3A | [10 empty] | 0 | [5 empty] | Default Roof Assembly | E3A
F-01_003_Caixa_de_escada | F-01_003_Caixa_de_escada | OK | 15.0753 | 15.08 | OK | 2.6 | 2.6 | OK | 200 | 200 | OK | 13 | 13 | OK | L/s | L/s | OK |  | 0 |  |  | Office Work | E3A |  | 0 |  |  | 0 |  | Escritorio Ocup | Escritorio Ocup | OK |  | 0 |  | 75 | 75 | OK | Recessed Unvented | Recessed Unvented | OK | 1 | 1 | OK | Escritorio Ilum | Escritorio Ilum | OK | 0 | 0 |  | Escritorio Equip | Escritorio Equip | OK |  | 0 |  |  | 0 |  |  | Sample Schedule | E3A |  | Sample Schedule | E3A | Air Change | Air Change | OK | 0.05 | 0.05 | OK | 0.05 | 0.05 | OK | 0.05 | 0.05 | OK | Floor Above Uncond Space | Floor Above Uncond Space | OK | 15.0753 | 15.08 | OK | 0.45 | 0.45 | OK |  | 0 |  |  | 0 |  |  | 0 |  |  | 0.568 | E3A |  | 0 |  |  | 0 |  | 30.4 | 30.4 | OK | 31.7 | 31.7 | OK | 7.8 | 7.8 | OK | 4.8 | 4.8 | OK |  | 0 |  |  | 2.839 | E3A |  | 23.9 | E3A |  | 35 | E3A |  | 23.9 | E3A |  | 12.8 | E3A | 12.8 | 12.8 | OK | 0.5 | 0.5 | OK | 30.4 | 30.4 | OK | 31.7 | 31.7 | OK | 7.8 | 7.8 | OK | 4.8 | 4.8 | OK |  |  |  |  | 0 |  |  | Default Wall Assembly | E3A |  | Sample Window Assembly | E3A |  |  |  |  | Sample Window Assembly | E3A | [13 empty] | 0 |  |  | Default Wall Assembly | E3A |  | Sample Window Assembly | E3A |  |  |  |  | Sample Window Assembly | E3A | [13 empty] | 0 |  |  | Default Wall Assembly | E3A |  | Sample Window Assembly | E3A |  |  |  |  | Sample Window Assembly | E3A | [13 empty] | 0 |  |  | Default Wall Assembly | E3A |  | Sample Window Assembly | E3A |  |  |  |  | Sample Window Assembly | E3A | [13 empty] | 0 |  |  | Default Wall Assembly | E3A |  | Sample Window Assembly | E3A |  |  |  |  | Sample Window Assembly | E3A | [13 empty] | 0 |  |  | Default Wall Assembly | E3A |  | Sample Window Assembly | E3A |  |  |  |  | Sample Window Assembly | E3A | [13 empty] | 0 |  |  | Default Wall Assembly | E3A |  | Sample Window Assembly | E3A |  |  |  |  | Sample Window Assembly | E3A | [13 empty] | 0 |  |  | Default Wall Assembly | E3A |  | Sample Window Assembly | E3A |  |  |  |  | Sample Window Assembly | E3A | [13 empty] | 0 | [5 empty] | Default Roof Assembly | E3A | [10 empty] | 0 | [5 empty] | Default Roof Assembly | E3A | [10 empty] | 0 | [5 empty] | Default Roof Assembly | E3A | [10 empty] | 0 | [5 empty] | Default Roof Assembly | E3A
F-01_004_Circulacao | F-01_004_Circulacao | OK | 84.24 | 84.24 | OK | 2.6 | 2.6 | OK | 200 | 200 | OK | 71 | 71 | OK | L/s | L/s | OK |  | 0 |  |  | Office Work | E3A |  | 0 |  |  | 0 |  | Escritorio Ocup | Escritorio Ocup | OK |  | 0 |  | 674 | 674 | OK | Recessed Unvented | Recessed Unvented | OK | 1 | 1 | OK | Escritorio Ilum | Escritorio Ilum | OK | 0 | 0 |  | Escritorio Equip | Escritorio Equip | OK |  | 0 |  |  | 0 |  |  | Sample Schedule | E3A |  | Sample Schedule | E3A | Air Change | Air Change | OK | 0.05 | 0.05 | OK | 0.05 | 0.05 | OK | 0.05 | 0.05 | OK | Floor Above Uncond Space | Floor Above Uncond Space | OK | 60.8763 | 60.88 | OK | 0.45 | 0.45 | OK |  | 0 |  |  | 0 |  |  | 0 |  |  | 0.568 | E3A |  | 0 |  |  | 0 |  | 30.4 | 30.4 | OK | 31.7 | 31.7 | OK | 7.8 | 7.8 | OK | 4.8 | 4.8 | OK |  | 0 |  |  | 2.839 | E3A |  | 23.9 | E3A |  | 35 | E3A |  | 23.9 | E3A |  | 12.8 | E3A | 74.4 | 74.4 | OK | 0.5 | 0.5 | OK | 30.4 | 30.4 | OK | 31.7 | 31.7 | OK | 7.8 | 7.8 | OK | 4.8 | 4.8 | OK |  |  |  |  | 0 |  |  | Default Wall Assembly | E3A |  | Sample Window Assembly | E3A |  |  |  |  | Sample Window Assembly | E3A | [13 empty] | 0 |  |  | Default Wall Assembly | E3A |  | Sample Window Assembly | E3A |  |  |  |  | Sample Window Assembly | E3A | [13 empty] | 0 |  |  | Default Wall Assembly | E3A |  | Sample Window Assembly | E3A |  |  |  |  | Sample Window Assembly | E3A | [13 empty] | 0 |  |  | Default Wall Assembly | E3A |  | Sample Window Assembly | E3A |  |  |  |  | Sample Window Assembly | E3A | [13 empty] | 0 |  |  | Default Wall Assembly | E3A |  | Sample Window Assembly | E3A |  |  |  |  | Sample Window Assembly | E3A | [13 empty] | 0 |  |  | Default Wall Assembly | E3A |  | Sample Window Assembly | E3A |  |  |  |  | Sample Window Assembly | E3A | [13 empty] | 0 |  |  | Default Wall Assembly | E3A |  | Sample Window Assembly | E3A |  |  |  |  | Sample Window Assembly | E3A | [13 empty] | 0 |  |  | Default Wall Assembly | E3A |  | Sample Window Assembly | E3A |  |  |  |  | Sample Window Assembly | E3A | [9 empty] | H | H | OK | 60.8947 | 60.89 | OK | 0 |  |  | Flat Roof | Cobertura_adjacente | DIFF | [10 empty] | 0 | [5 empty] | Default Roof Assembly | E3A | [10 empty] | 0 | [5 empty] | Default Roof Assembly | E3A | [10 empty] | 0 | [5 empty] | Default Roof Assembly | E3A
F-01_005_Circulacao | F-01_005_Circulacao | OK | 58.9659 | 58.97 | OK | 2.6 | 2.6 | OK | 200 | 200 | OK | 50 | 50 | OK | L/s | L/s | OK |  | 0 |  |  | Office Work | E3A |  | 0 |  |  | 0 |  | Escritorio Ocup | Escritorio Ocup | OK |  | 0 |  | 472 | 472 | OK | Recessed Unvented | Recessed Unvented | OK | 1 | 1 | OK | Escritorio Ilum | Escritorio Ilum | OK | 0 | 0 |  | Escritorio Equip | Escritorio Equip | OK |  | 0 |  |  | 0 |  |  | Sample Schedule | E3A |  | Sample Schedule | E3A | Air Change | Air Change | OK | 0.05 | 0.05 | OK | 0.05 | 0.05 | OK | 0.05 | 0.05 | OK | Floor Above Uncond Space | Floor Above Uncond Space | OK | 1.5626 | 1.56 | OK | 0.45 | 0.45 | OK |  | 0 |  |  | 0 |  |  | 0 |  |  | 0.568 | E3A |  | 0 |  |  | 0 |  | 30.4 | 30.4 | OK | 31.7 | 31.7 | OK | 7.8 | 7.8 | OK | 4.8 | 4.8 | OK |  | 0 |  |  | 2.839 | E3A |  | 23.9 | E3A |  | 35 | E3A |  | 23.9 | E3A |  | 12.8 | E3A | 77.6 | 77.6 | OK | 0.5 | 0.5 | OK | 30.4 | 30.4 | OK | 31.7 | 31.7 | OK | 7.8 | 7.8 | OK | 4.8 | 4.8 | OK |  |  |  |  | 0 |  |  | Default Wall Assembly | E3A |  | Sample Window Assembly | E3A |  |  |  |  | Sample Window Assembly | E3A | [13 empty] | 0 |  |  | Default Wall Assembly | E3A |  | Sample Window Assembly | E3A |  |  |  |  | Sample Window Assembly | E3A | [13 empty] | 0 |  |  | Default Wall Assembly | E3A |  | Sample Window Assembly | E3A |  |  |  |  | Sample Window Assembly | E3A | [13 empty] | 0 |  |  | Default Wall Assembly | E3A |  | Sample Window Assembly | E3A |  |  |  |  | Sample Window Assembly | E3A | [13 empty] | 0 |  |  | Default Wall Assembly | E3A |  | Sample Window Assembly | E3A |  |  |  |  | Sample Window Assembly | E3A | [13 empty] | 0 |  |  | Default Wall Assembly | E3A |  | Sample Window Assembly | E3A |  |  |  |  | Sample Window Assembly | E3A | [13 empty] | 0 |  |  | Default Wall Assembly | E3A |  | Sample Window Assembly | E3A |  |  |  |  | Sample Window Assembly | E3A | [13 empty] | 0 |  |  | Default Wall Assembly | E3A |  | Sample Window Assembly | E3A |  |  |  |  | Sample Window Assembly | E3A | [13 empty] | 0 | [5 empty] | Default Roof Assembly | E3A | [10 empty] | 0 | [5 empty] | Default Roof Assembly | E3A | [10 empty] | 0 | [5 empty] | Default Roof Assembly | E3A | [10 empty] | 0 | [5 empty] | Default Roof Assembly | E3A
F-01_006_Escritorios | F-01_006_Escritorios | OK | 392.4298 | 392.43 | OK | 2.6 | 2.6 | OK | 200 | 200 | OK | 328 | 328 | OK | L/s | L/s | OK | 9 | 9 | OK | Office Work | Office Work | OK | 70 | 70 | OK | 45 | 45 | OK | Escritorio Ocup | Escritorio Ocup | OK |  | 0 |  | 4709 | 4709 | OK | Recessed Unvented | Recessed Unvented | OK | 1 | 1 | OK | Escritorio Ilum | Escritorio Ilum | OK | 15 | 15 | OK | Escritorio Equip | Escritorio Equip | OK |  | 0 |  |  | 0 |  |  | Sample Schedule | E3A |  | Sample Schedule | E3A | Air Change | Air Change | OK | 0.05 | 0.05 | OK | 0.05 | 0.05 | OK | 0.05 | 0.05 | OK | Floor Above Uncond Space | Floor Above Uncond Space | OK | 269.8647 | 269.86 | OK | 0.45 | 0.45 | OK |  | 0 |  |  | 0 |  |  | 0 |  |  | 0.568 | E3A |  | 0 |  |  | 0 |  | 30.4 | 30.4 | OK | 31.7 | 31.7 | OK | 7.8 | 7.8 | OK | 4.8 | 4.8 | OK |  | 0 |  |  | 2.839 | E3A |  | 23.9 | E3A |  | 35 | E3A |  | 23.9 | E3A |  | 12.8 | E3A | 102.5 | 102.5 | OK | 0.5 | 0.5 | OK | 30.4 | 30.4 | OK | 31.7 | 31.7 | OK | 7.8 | 7.8 | OK | 4.8 | 4.8 | OK |  |  |  |  | 0 |  |  | Default Wall Assembly | E3A |  | Sample Window Assembly | E3A |  |  |  |  | Sample Window Assembly | E3A | [13 empty] | 0 |  |  | Default Wall Assembly | E3A |  | Sample Window Assembly | E3A |  |  |  |  | Sample Window Assembly | E3A | [13 empty] | 0 |  |  | Default Wall Assembly | E3A |  | Sample Window Assembly | E3A |  |  |  |  | Sample Window Assembly | E3A | [13 empty] | 0 |  |  | Default Wall Assembly | E3A |  | Sample Window Assembly | E3A |  |  |  |  | Sample Window Assembly | E3A | [13 empty] | 0 |  |  | Default Wall Assembly | E3A |  | Sample Window Assembly | E3A |  |  |  |  | Sample Window Assembly | E3A | [13 empty] | 0 |  |  | Default Wall Assembly | E3A |  | Sample Window Assembly | E3A |  |  |  |  | Sample Window Assembly | E3A | [13 empty] | 0 |  |  | Default Wall Assembly | E3A |  | Sample Window Assembly | E3A |  |  |  |  | Sample Window Assembly | E3A | [13 empty] | 0 |  |  | Default Wall Assembly | E3A |  | Sample Window Assembly | E3A |  |  |  |  | Sample Window Assembly | E3A | [9 empty] | H | H | OK | 78.8427 | 78.84 | OK | 0 |  |  | Flat Roof | Cobertura_adjacente | DIFF | [10 empty] | 0 | [5 empty] | Default Roof Assembly | E3A | [10 empty] | 0 | [5 empty] | Default Roof Assembly | E3A | [10 empty] | 0 | [5 empty] | Default Roof Assembly | E3A
F-01_007_Zonas_tecnicas_ | F-01_007_Zonas_tecnicas_ | OK | 55.7616 | 55.76 | OK | 2.6 | 2.6 | OK | 200 | 200 | OK | 47 | 47 | OK | L/s | L/s | OK |  | 0 |  |  | Office Work | E3A |  | 0 |  |  | 0 |  | Sample Schedule | Sample Schedule | OK |  | 0 |  | 279 | 279 | OK | Recessed Unvented | Recessed Unvented | OK | 1 | 1 | OK | Sample Schedule | Sample Schedule | OK | 5 | 5 | OK | Sample Schedule | Sample Schedule | OK |  | 0 |  |  | 0 |  |  | Sample Schedule | E3A |  | Sample Schedule | E3A | Air Change | Air Change | OK | 0.05 | 0.05 | OK | 0.05 | 0.05 | OK | 0.05 | 0.05 | OK | Floor Above Uncond Space | Floor Above Uncond Space | OK | 55.7616 | 55.76 | OK | 0.45 | 0.45 | OK |  | 0 |  |  | 0 |  |  | 0 |  |  | 0.568 | E3A |  | 0 |  |  | 0 |  | 30.4 | 30.4 | OK | 31.7 | 31.7 | OK | 7.8 | 7.8 | OK | 4.8 | 4.8 | OK |  | 0 |  |  | 2.839 | E3A |  | 23.9 | E3A |  | 35 | E3A |  | 23.9 | E3A |  | 12.8 | E3A |  | 0 |  |  | 2.839 | E3A |  | 23.9 | E3A |  | 35 | E3A |  | 23.9 | E3A |  | 12.8 | E3A |  |  |  |  | 0 |  |  | Default Wall Assembly | E3A |  | Sample Window Assembly | E3A |  |  |  |  | Sample Window Assembly | E3A | [13 empty] | 0 |  |  | Default Wall Assembly | E3A |  | Sample Window Assembly | E3A |  |  |  |  | Sample Window Assembly | E3A | [13 empty] | 0 |  |  | Default Wall Assembly | E3A |  | Sample Window Assembly | E3A |  |  |  |  | Sample Window Assembly | E3A | [13 empty] | 0 |  |  | Default Wall Assembly | E3A |  | Sample Window Assembly | E3A |  |  |  |  | Sample Window Assembly | E3A | [13 empty] | 0 |  |  | Default Wall Assembly | E3A |  | Sample Window Assembly | E3A |  |  |  |  | Sample Window Assembly | E3A | [13 empty] | 0 |  |  | Default Wall Assembly | E3A |  | Sample Window Assembly | E3A |  |  |  |  | Sample Window Assembly | E3A | [13 empty] | 0 |  |  | Default Wall Assembly | E3A |  | Sample Window Assembly | E3A |  |  |  |  | Sample Window Assembly | E3A | [13 empty] | 0 |  |  | Default Wall Assembly | E3A |  | Sample Window Assembly | E3A |  |  |  |  | Sample Window Assembly | E3A | [13 empty] | 0 | [5 empty] | Default Roof Assembly | E3A | [10 empty] | 0 | [5 empty] | Default Roof Assembly | E3A | [10 empty] | 0 | [5 empty] | Default Roof Assembly | E3A | [10 empty] | 0 | [5 empty] | Default Roof Assembly | E3A
F-01_008_Area_40 | F-01_008_Area_40 | OK | 1.2549 | 1.25 | OK | 2.6 | 2.6 | OK | 200 | 200 | OK | 2 | 2 | OK | L/s | L/s | OK |  | 0 |  |  | Office Work | E3A |  | 0 |  |  | 0 |  | Escritorio Ocup | Escritorio Ocup | OK |  | 0 |  |  | 0 |  |  | Recessed Unvented | E3A | 1 | 1 | OK | Escritorio Ilum | Escritorio Ilum | OK | 0 | 0 |  | Escritorio Equip | Escritorio Equip | OK |  | 0 |  |  | 0 |  |  | Sample Schedule | E3A |  | Sample Schedule | E3A | Air Change | Air Change | OK | 0.05 | 0.05 | OK | 0.05 | 0.05 | OK | 0.05 | 0.05 | OK | Floor Above Uncond Space | Floor Above Uncond Space | OK | 0.3468 | 0.35 | OK | 0.45 | 0.45 | OK |  | 0 |  |  | 0 |  |  | 0 |  |  | 0.568 | E3A |  | 0 |  |  | 0 |  | 30.4 | 30.4 | OK | 31.7 | 31.7 | OK | 7.8 | 7.8 | OK | 4.8 | 4.8 | OK |  | 0 |  |  | 2.839 | E3A |  | 23.9 | E3A |  | 35 | E3A |  | 23.9 | E3A |  | 12.8 | E3A |  | 0 |  |  | 2.839 | E3A |  | 23.9 | E3A |  | 35 | E3A |  | 23.9 | E3A |  | 12.8 | E3A |  |  |  |  | 0 |  |  | Default Wall Assembly | E3A |  | Sample Window Assembly | E3A |  |  |  |  | Sample Window Assembly | E3A | [13 empty] | 0 |  |  | Default Wall Assembly | E3A |  | Sample Window Assembly | E3A |  |  |  |  | Sample Window Assembly | E3A | [13 empty] | 0 |  |  | Default Wall Assembly | E3A |  | Sample Window Assembly | E3A |  |  |  |  | Sample Window Assembly | E3A | [13 empty] | 0 |  |  | Default Wall Assembly | E3A |  | Sample Window Assembly | E3A |  |  |  |  | Sample Window Assembly | E3A | [13 empty] | 0 |  |  | Default Wall Assembly | E3A |  | Sample Window Assembly | E3A |  |  |  |  | Sample Window Assembly | E3A | [13 empty] | 0 |  |  | Default Wall Assembly | E3A |  | Sample Window Assembly | E3A |  |  |  |  | Sample Window Assembly | E3A | [13 empty] | 0 |  |  | Default Wall Assembly | E3A |  | Sample Window Assembly | E3A |  |  |  |  | Sample Window Assembly | E3A | [13 empty] | 0 |  |  | Default Wall Assembly | E3A |  | Sample Window Assembly | E3A |  |  |  |  | Sample Window Assembly | E3A | [13 empty] | 0 | [5 empty] | Default Roof Assembly | E3A | [10 empty] | 0 | [5 empty] | Default Roof Assembly | E3A | [10 empty] | 0 | [5 empty] | Default Roof Assembly | E3A | [10 empty] | 0 | [5 empty] | Default Roof Assembly | E3A
F-01_009_Estacionamento_ | F-01_009_Estacionamento_ | OK | 578.0426 | 578.04 | OK | 2.6 | 2.6 | OK | 200 | 200 | OK | 482 | 482 | OK | L/s | L/s | OK |  | 0 |  |  | Office Work | E3A |  | 0 |  |  | 0 |  | Sample Schedule | Sample Schedule | OK |  | 0 |  | 1156 | 1156 | OK | Recessed Unvented | Recessed Unvented | OK | 1 | 1 | OK | Sample Schedule | Sample Schedule | OK | 0 | 0 |  | Sample Schedule | Sample Schedule | OK |  | 0 |  |  | 0 |  |  | Sample Schedule | E3A |  | Sample Schedule | E3A | Air Change | Air Change | OK | 0.05 | 0.05 | OK | 0.05 | 0.05 | OK | 0.05 | 0.05 | OK | Floor Above Uncond Space | Floor Above Uncond Space | OK | 578.0426 | 578.04 | OK | 0.45 | 0.45 | OK |  | 0 |  |  | 0 |  |  | 0 |  |  | 0.568 | E3A |  | 0 |  |  | 0 |  | 30.4 | 30.4 | OK | 31.7 | 31.7 | OK | 7.8 | 7.8 | OK | 4.8 | 4.8 | OK |  | 0 |  |  | 2.839 | E3A |  | 23.9 | E3A |  | 35 | E3A |  | 23.9 | E3A |  | 12.8 | E3A |  | 0 |  |  | 2.839 | E3A |  | 23.9 | E3A |  | 35 | E3A |  | 23.9 | E3A |  | 12.8 | E3A |  |  |  |  | 0 |  |  | Default Wall Assembly | E3A |  | Sample Window Assembly | E3A |  |  |  |  | Sample Window Assembly | E3A | [13 empty] | 0 |  |  | Default Wall Assembly | E3A |  | Sample Window Assembly | E3A |  |  |  |  | Sample Window Assembly | E3A | [13 empty] | 0 |  |  | Default Wall Assembly | E3A |  | Sample Window Assembly | E3A |  |  |  |  | Sample Window Assembly | E3A | [13 empty] | 0 |  |  | Default Wall Assembly | E3A |  | Sample Window Assembly | E3A |  |  |  |  | Sample Window Assembly | E3A | [13 empty] | 0 |  |  | Default Wall Assembly | E3A |  | Sample Window Assembly | E3A |  |  |  |  | Sample Window Assembly | E3A | [13 empty] | 0 |  |  | Default Wall Assembly | E3A |  | Sample Window Assembly | E3A |  |  |  |  | Sample Window Assembly | E3A | [13 empty] | 0 |  |  | Default Wall Assembly | E3A |  | Sample Window Assembly | E3A |  |  |  |  | Sample Window Assembly | E3A | [13 empty] | 0 |  |  | Default Wall Assembly | E3A |  | Sample Window Assembly | E3A |  |  |  |  | Sample Window Assembly | E3A | [13 empty] | 0 | [5 empty] | Default Roof Assembly | E3A | [10 empty] | 0 | [5 empty] | Default Roof Assembly | E3A | [10 empty] | 0 | [5 empty] | Default Roof Assembly | E3A | [10 empty] | 0 | [5 empty] | Default Roof Assembly | E3A
F-01_010_IS | F-01_010_IS | OK | 18.3042 | 18.3 | OK | 2.6 | 2.6 | OK | 200 | 200 | OK | 16 | 16 | OK | L/s | L/s | OK |  | 0 |  |  | Office Work | E3A |  | 0 |  |  | 0 |  | Escritorio Ocup | Escritorio Ocup | OK |  | 0 |  | 146 | 146 | OK | Recessed Unvented | Recessed Unvented | OK | 1 | 1 | OK | Escritorio Ilum | Escritorio Ilum | OK | 5 | 5 | OK | Escritorio Equip | Escritorio Equip | OK |  | 0 |  |  | 0 |  |  | Sample Schedule | E3A |  | Sample Schedule | E3A | Air Change | Air Change | OK | 0.05 | 0.05 | OK | 0.05 | 0.05 | OK | 0.05 | 0.05 | OK | Floor Above Uncond Space | Floor Above Uncond Space | OK | 18.3042 | 18.3 | OK | 0.45 | 0.45 | OK |  | 0 |  |  | 0 |  |  | 0 |  |  | 0.568 | E3A |  | 0 |  |  | 0 |  | 30.4 | 30.4 | OK | 31.7 | 31.7 | OK | 7.8 | 7.8 | OK | 4.8 | 4.8 | OK |  | 0 |  |  | 2.839 | E3A |  | 23.9 | E3A |  | 35 | E3A |  | 23.9 | E3A |  | 12.8 | E3A |  | 0 |  |  | 2.839 | E3A |  | 23.9 | E3A |  | 35 | E3A |  | 23.9 | E3A |  | 12.8 | E3A |  |  |  |  | 0 |  |  | Default Wall Assembly | E3A |  | Sample Window Assembly | E3A |  |  |  |  | Sample Window Assembly | E3A | [13 empty] | 0 |  |  | Default Wall Assembly | E3A |  | Sample Window Assembly | E3A |  |  |  |  | Sample Window Assembly | E3A | [13 empty] | 0 |  |  | Default Wall Assembly | E3A |  | Sample Window Assembly | E3A |  |  |  |  | Sample Window Assembly | E3A | [13 empty] | 0 |  |  | Default Wall Assembly | E3A |  | Sample Window Assembly | E3A |  |  |  |  | Sample Window Assembly | E3A | [13 empty] | 0 |  |  | Default Wall Assembly | E3A |  | Sample Window Assembly | E3A |  |  |  |  | Sample Window Assembly | E3A | [13 empty] | 0 |  |  | Default Wall Assembly | E3A |  | Sample Window Assembly | E3A |  |  |  |  | Sample Window Assembly | E3A | [13 empty] | 0 |  |  | Default Wall Assembly | E3A |  | Sample Window Assembly | E3A |  |  |  |  | Sample Window Assembly | E3A | [13 empty] | 0 |  |  | Default Wall Assembly | E3A |  | Sample Window Assembly | E3A |  |  |  |  | Sample Window Assembly | E3A | [13 empty] | 0 | [5 empty] | Default Roof Assembly | E3A | [10 empty] | 0 | [5 empty] | Default Roof Assembly | E3A | [10 empty] | 0 | [5 empty] | Default Roof Assembly | E3A | [10 empty] | 0 | [5 empty] | Default Roof Assembly | E3A
G00_001_Area_24 | G00_001_Area_24 | OK | 478.0917 | 478.09 | OK | 2.6 | 2.6 | OK | 200 | 200 | OK | 399 | 399 | OK | L/s | L/s | OK | 11 | 11 | OK | Office Work | Office Work | OK | 70 | 70 | OK | 45 | 45 | OK | Escritorio Ocup | Escritorio Ocup | OK |  | 0 |  | 5737 | 5737 | OK | Recessed Unvented | Recessed Unvented | OK | 1 | 1 | OK | Escritorio Ilum | Escritorio Ilum | OK | 15 | 15 | OK | Escritorio Equip | Escritorio Equip | OK |  | 0 |  |  | 0 |  |  | Sample Schedule | E3A |  | Sample Schedule | E3A | Air Change | Air Change | OK | 0.3 | 0.3 | OK | 0.3 | 0.3 | OK | 0.3 | 0.3 | OK | Floor Above Uncond Space | Floor Above Uncond Space | OK | 174.5547 | 174.55 | OK | 0.45 | 0.45 | OK |  | 0 |  |  | 0 |  |  | 0 |  |  | 0.568 | E3A |  | 0 |  |  | 0 |  | 30.4 | 30.4 | OK | 31.7 | 31.7 | OK | 7.8 | 7.8 | OK | 4.8 | 4.8 | OK |  | 0 |  |  | 2.839 | E3A |  | 23.9 | E3A |  | 35 | E3A |  | 23.9 | E3A |  | 12.8 | E3A |  | 0 |  |  | 2.839 | E3A |  | 23.9 | E3A |  | 35 | E3A |  | 23.9 | E3A |  | 12.8 | E3A | S | S | OK | 79.1235 | 79.12 | OK | Parede Exterior | Paredes Exteriores | DIFF | V00_A00001Area_S | V00_A00001Area_S | OK | 3 | 3 | OK |  | Sample Window Assembly | E3A | [9 empty] | SW | SW | OK | 1.7296 | 1.73 | OK | Parede Exterior | Paredes Exteriores | DIFF |  | Sample Window Assembly | E3A |  |  |  |  | Sample Window Assembly | E3A | [9 empty] | W | W | OK | 61.0917 | 61.09 | OK | Parede Exterior | Paredes Exteriores | DIFF | V00_A00001Area_W | V00_A00001Area_W | OK | 2 | 2 | OK |  | Sample Window Assembly | E3A | [9 empty] | N | N | OK | 35.7217 | 35.72 | OK | Parede Exterior | Paredes Exteriores | DIFF | V00_A00001Area_N | V00_A00001Area_N | OK | 4 | 4 | OK |  | Sample Window Assembly | E3A | [9 empty] | E | E | OK | 22.3538 | 22.35 | OK | Parede Exterior | Paredes Exteriores | DIFF | V00_A00001Area_E | V00_A00001Area_E | OK | 1 | 1 | OK |  | Sample Window Assembly | E3A | [13 empty] | 0 |  |  | Default Wall Assembly | E3A |  | Sample Window Assembly | E3A |  |  |  |  | Sample Window Assembly | E3A | [13 empty] | 0 |  |  | Default Wall Assembly | E3A |  | Sample Window Assembly | E3A |  |  |  |  | Sample Window Assembly | E3A | [13 empty] | 0 |  |  | Default Wall Assembly | E3A |  | Sample Window Assembly | E3A |  |  |  |  | Sample Window Assembly | E3A | [13 empty] | 0 | [5 empty] | Default Roof Assembly | E3A | [10 empty] | 0 | [5 empty] | Default Roof Assembly | E3A | [10 empty] | 0 | [5 empty] | Default Roof Assembly | E3A | [10 empty] | 0 | [5 empty] | Default Roof Assembly | E3A
G00_002_Caixa_de_escadas | G00_002_Caixa_de_escadas | OK | 20.191 | 20.19 | OK | 2.6 | 2.6 | OK | 200 | 200 | OK | 17 | 17 | OK | L/s | L/s | OK |  | 0 |  |  | Office Work | E3A |  | 0 |  |  | 0 |  | Escritorio Ocup | Escritorio Ocup | OK |  | 0 |  | 101 | 101 | OK | Recessed Unvented | Recessed Unvented | OK | 1 | 1 | OK | Escritorio Ilum | Escritorio Ilum | OK | 0 | 0 |  | Escritorio Equip | Escritorio Equip | OK |  | 0 |  |  | 0 |  |  | Sample Schedule | E3A |  | Sample Schedule | E3A | Air Change | Air Change | OK | 0.05 | 0.05 | OK | 0.05 | 0.05 | OK | 0.05 | 0.05 | OK | Floor Above Uncond Space | Floor Above Uncond Space | OK | 20.191 | 20.19 | OK | 0.45 | 0.45 | OK |  | 0 |  |  | 0 |  |  | 0 |  |  | 0.568 | E3A |  | 0 |  |  | 0 |  | 30.4 | 30.4 | OK | 31.7 | 31.7 | OK | 7.8 | 7.8 | OK | 4.8 | 4.8 | OK |  | 0 |  |  | 2.839 | E3A |  | 23.9 | E3A |  | 35 | E3A |  | 23.9 | E3A |  | 12.8 | E3A | 12.8 | 12.8 | OK | 0.5 | 0.5 | OK | 30.4 | 30.4 | OK | 31.7 | 31.7 | OK | 7.8 | 7.8 | OK | 4.8 | 4.8 | OK | E | E | OK | 13.0312 | 13.03 | OK | Parede Exterior | Paredes Exteriores | DIFF |  | Sample Window Assembly | E3A |  |  |  |  | Sample Window Assembly | E3A | [13 empty] | 0 |  |  | Default Wall Assembly | E3A |  | Sample Window Assembly | E3A |  |  |  |  | Sample Window Assembly | E3A | [13 empty] | 0 |  |  | Default Wall Assembly | E3A |  | Sample Window Assembly | E3A |  |  |  |  | Sample Window Assembly | E3A | [13 empty] | 0 |  |  | Default Wall Assembly | E3A |  | Sample Window Assembly | E3A |  |  |  |  | Sample Window Assembly | E3A | [13 empty] | 0 |  |  | Default Wall Assembly | E3A |  | Sample Window Assembly | E3A |  |  |  |  | Sample Window Assembly | E3A | [13 empty] | 0 |  |  | Default Wall Assembly | E3A |  | Sample Window Assembly | E3A |  |  |  |  | Sample Window Assembly | E3A | [13 empty] | 0 |  |  | Default Wall Assembly | E3A |  | Sample Window Assembly | E3A |  |  |  |  | Sample Window Assembly | E3A | [13 empty] | 0 |  |  | Default Wall Assembly | E3A |  | Sample Window Assembly | E3A |  |  |  |  | Sample Window Assembly | E3A | [13 empty] | 0 | [5 empty] | Default Roof Assembly | E3A | [10 empty] | 0 | [5 empty] | Default Roof Assembly | E3A | [10 empty] | 0 | [5 empty] | Default Roof Assembly | E3A | [10 empty] | 0 | [5 empty] | Default Roof Assembly | E3A
G00_003_Caixa_de_escadas | G00_003_Caixa_de_escadas | OK | 21.4131 | 21.41 | OK | 2.6 | 2.6 | OK | 200 | 200 | OK | 19 | 19 | OK | L/s | L/s | OK |  | 0 |  |  | Office Work | E3A |  | 0 |  |  | 0 |  | Escritorio Ocup | Escritorio Ocup | OK |  | 0 |  | 107 | 107 | OK | Recessed Unvented | Recessed Unvented | OK | 1 | 1 | OK | Escritorio Ilum | Escritorio Ilum | OK | 0 | 0 |  | Escritorio Equip | Escritorio Equip | OK |  | 0 |  |  | 0 |  |  | Sample Schedule | E3A |  | Sample Schedule | E3A | Air Change | Air Change | OK | 0.05 | 0.05 | OK | 0.05 | 0.05 | OK | 0.05 | 0.05 | OK | Floor Above Uncond Space | Floor Above Uncond Space | OK | 21.4131 | 21.41 | OK | 0.45 | 0.45 | OK |  | 0 |  |  | 0 |  |  | 0 |  |  | 0.568 | E3A |  | 0 |  |  | 0 |  | 30.4 | 30.4 | OK | 31.7 | 31.7 | OK | 7.8 | 7.8 | OK | 4.8 | 4.8 | OK |  | 0 |  |  | 2.839 | E3A |  | 23.9 | E3A |  | 35 | E3A |  | 23.9 | E3A |  | 12.8 | E3A | 6 | 6 | OK | 0.5 | 0.5 | OK | 30.4 | 30.4 | OK | 31.7 | 31.7 | OK | 7.8 | 7.8 | OK | 4.8 | 4.8 | OK | S | S | OK | 6.4118 | 6.41 | OK | Parede Exterior | Paredes Exteriores | DIFF |  | Sample Window Assembly | E3A |  |  |  |  | Sample Window Assembly | E3A | [9 empty] | E | E | OK | 8.5803 | 8.58 | OK | Parede Exterior | Paredes Exteriores | DIFF |  | Sample Window Assembly | E3A |  |  |  |  | Sample Window Assembly | E3A | [13 empty] | 0 |  |  | Default Wall Assembly | E3A |  | Sample Window Assembly | E3A |  |  |  |  | Sample Window Assembly | E3A | [13 empty] | 0 |  |  | Default Wall Assembly | E3A |  | Sample Window Assembly | E3A |  |  |  |  | Sample Window Assembly | E3A | [13 empty] | 0 |  |  | Default Wall Assembly | E3A |  | Sample Window Assembly | E3A |  |  |  |  | Sample Window Assembly | E3A | [13 empty] | 0 |  |  | Default Wall Assembly | E3A |  | Sample Window Assembly | E3A |  |  |  |  | Sample Window Assembly | E3A | [13 empty] | 0 |  |  | Default Wall Assembly | E3A |  | Sample Window Assembly | E3A |  |  |  |  | Sample Window Assembly | E3A | [13 empty] | 0 |  |  | Default Wall Assembly | E3A |  | Sample Window Assembly | E3A |  |  |  |  | Sample Window Assembly | E3A | [13 empty] | 0 | [5 empty] | Default Roof Assembly | E3A | [10 empty] | 0 | [5 empty] | Default Roof Assembly | E3A | [10 empty] | 0 | [5 empty] | Default Roof Assembly | E3A | [10 empty] | 0 | [5 empty] | Default Roof Assembly | E3A
G00_004_Caixa_de_escadas | G00_004_Caixa_de_escadas | OK | 23.2151 | 23.22 | OK | 2.6 | 2.6 | OK | 200 | 200 | OK | 20 | 20 | OK | L/s | L/s | OK |  | 0 |  |  | Office Work | E3A |  | 0 |  |  | 0 |  | Escritorio Ocup | Escritorio Ocup | OK |  | 0 |  | 116 | 116 | OK | Recessed Unvented | Recessed Unvented | OK | 1 | 1 | OK | Escritorio Ilum | Escritorio Ilum | OK | 0 | 0 |  | Escritorio Equip | Escritorio Equip | OK |  | 0 |  |  | 0 |  |  | Sample Schedule | E3A |  | Sample Schedule | E3A | Air Change | Air Change | OK | 0.05 | 0.05 | OK | 0.05 | 0.05 | OK | 0.05 | 0.05 | OK | Floor Above Uncond Space | Floor Above Uncond Space | OK | 23.2151 | 23.22 | OK | 0.45 | 0.45 | OK |  | 0 |  |  | 0 |  |  | 0 |  |  | 0.568 | E3A |  | 0 |  |  | 0 |  | 30.4 | 30.4 | OK | 31.7 | 31.7 | OK | 7.8 | 7.8 | OK | 4.8 | 4.8 | OK |  | 0 |  |  | 2.839 | E3A |  | 23.9 | E3A |  | 35 | E3A |  | 23.9 | E3A |  | 12.8 | E3A | 15.1 | 15.1 | OK | 0.5 | 0.5 | OK | 30.4 | 30.4 | OK | 31.7 | 31.7 | OK | 7.8 | 7.8 | OK | 4.8 | 4.8 | OK | N | N | OK | 0.69684 | 0.7 | OK | Parede Exterior | Paredes Exteriores | DIFF |  | Sample Window Assembly | E3A |  |  |  |  | Sample Window Assembly | E3A | [13 empty] | 0 |  |  | Default Wall Assembly | E3A |  | Sample Window Assembly | E3A |  |  |  |  | Sample Window Assembly | E3A | [13 empty] | 0 |  |  | Default Wall Assembly | E3A |  | Sample Window Assembly | E3A |  |  |  |  | Sample Window Assembly | E3A | [13 empty] | 0 |  |  | Default Wall Assembly | E3A |  | Sample Window Assembly | E3A |  |  |  |  | Sample Window Assembly | E3A | [13 empty] | 0 |  |  | Default Wall Assembly | E3A |  | Sample Window Assembly | E3A |  |  |  |  | Sample Window Assembly | E3A | [13 empty] | 0 |  |  | Default Wall Assembly | E3A |  | Sample Window Assembly | E3A |  |  |  |  | Sample Window Assembly | E3A | [13 empty] | 0 |  |  | Default Wall Assembly | E3A |  | Sample Window Assembly | E3A |  |  |  |  | Sample Window Assembly | E3A | [13 empty] | 0 |  |  | Default Wall Assembly | E3A |  | Sample Window Assembly | E3A |  |  |  |  | Sample Window Assembly | E3A | [13 empty] | 0 | [5 empty] | Default Roof Assembly | E3A | [10 empty] | 0 | [5 empty] | Default Roof Assembly | E3A | [10 empty] | 0 | [5 empty] | Default Roof Assembly | E3A | [10 empty] | 0 | [5 empty] | Default Roof Assembly | E3A
G00_005_Circulacao | G00_005_Circulacao | OK | 18.743 | 18.74 | OK | 2.6 | 2.6 | OK | 200 | 200 | OK | 16 | 16 | OK | L/s | L/s | OK |  | 0 |  |  | Office Work | E3A |  | 0 |  |  | 0 |  | Escritorio Ocup | Escritorio Ocup | OK |  | 0 |  | 150 | 150 | OK | Recessed Unvented | Recessed Unvented | OK | 1 | 1 | OK | Escritorio Ilum | Escritorio Ilum | OK | 0 | 0 |  | Escritorio Equip | Escritorio Equip | OK |  | 0 |  |  | 0 |  |  | Sample Schedule | E3A |  | Sample Schedule | E3A | Air Change | Air Change | OK | 0.05 | 0.05 | OK | 0.05 | 0.05 | OK | 0.05 | 0.05 | OK | Floor Above Uncond Space | Floor Above Uncond Space | OK | 18.743 | 18.74 | OK | 0.45 | 0.45 | OK |  | 0 |  |  | 0 |  |  | 0 |  |  | 0.568 | E3A |  | 0 |  |  | 0 |  | 30.4 | 30.4 | OK | 31.7 | 31.7 | OK | 7.8 | 7.8 | OK | 4.8 | 4.8 | OK |  | 0 |  |  | 2.839 | E3A |  | 23.9 | E3A |  | 35 | E3A |  | 23.9 | E3A |  | 12.8 | E3A | 17.4 | 17.4 | OK | 0.5 | 0.5 | OK | 30.4 | 30.4 | OK | 31.7 | 31.7 | OK | 7.8 | 7.8 | OK | 4.8 | 4.8 | OK |  |  |  |  | 0 |  |  | Default Wall Assembly | E3A |  | Sample Window Assembly | E3A |  |  |  |  | Sample Window Assembly | E3A | [13 empty] | 0 |  |  | Default Wall Assembly | E3A |  | Sample Window Assembly | E3A |  |  |  |  | Sample Window Assembly | E3A | [13 empty] | 0 |  |  | Default Wall Assembly | E3A |  | Sample Window Assembly | E3A |  |  |  |  | Sample Window Assembly | E3A | [13 empty] | 0 |  |  | Default Wall Assembly | E3A |  | Sample Window Assembly | E3A |  |  |  |  | Sample Window Assembly | E3A | [13 empty] | 0 |  |  | Default Wall Assembly | E3A |  | Sample Window Assembly | E3A |  |  |  |  | Sample Window Assembly | E3A | [13 empty] | 0 |  |  | Default Wall Assembly | E3A |  | Sample Window Assembly | E3A |  |  |  |  | Sample Window Assembly | E3A | [13 empty] | 0 |  |  | Default Wall Assembly | E3A |  | Sample Window Assembly | E3A |  |  |  |  | Sample Window Assembly | E3A | [13 empty] | 0 |  |  | Default Wall Assembly | E3A |  | Sample Window Assembly | E3A |  |  |  |  | Sample Window Assembly | E3A | [13 empty] | 0 | [5 empty] | Default Roof Assembly | E3A | [10 empty] | 0 | [5 empty] | Default Roof Assembly | E3A | [10 empty] | 0 | [5 empty] | Default Roof Assembly | E3A | [10 empty] | 0 | [5 empty] | Default Roof Assembly | E3A
G00_006_IS | G00_006_IS | OK | 15.1701 | 15.17 | OK | 2.6 | 2.6 | OK | 200 | 200 | OK | 13 | 13 | OK | L/s | L/s | OK |  | 0 |  |  | Office Work | E3A |  | 0 |  |  | 0 |  | Escritorio Ocup | Escritorio Ocup | OK |  | 0 |  | 121 | 121 | OK | Recessed Unvented | Recessed Unvented | OK | 1 | 1 | OK | Escritorio Ilum | Escritorio Ilum | OK | 5 | 5 | OK | Escritorio Equip | Escritorio Equip | OK |  | 0 |  |  | 0 |  |  | Sample Schedule | E3A |  | Sample Schedule | E3A | Air Change | Air Change | OK | 0.05 | 0.05 | OK | 0.05 | 0.05 | OK | 0.05 | 0.05 | OK | Floor Above Uncond Space | Floor Above Uncond Space | OK | 15.1701 | 15.17 | OK | 0.45 | 0.45 | OK |  | 0 |  |  | 0 |  |  | 0 |  |  | 0.568 | E3A |  | 0 |  |  | 0 |  | 30.4 | 30.4 | OK | 31.7 | 31.7 | OK | 7.8 | 7.8 | OK | 4.8 | 4.8 | OK |  | 0 |  |  | 2.839 | E3A |  | 23.9 | E3A |  | 35 | E3A |  | 23.9 | E3A |  | 12.8 | E3A | 2.2 | 2.2 | OK | 0.5 | 0.5 | OK | 30.4 | 30.4 | OK | 31.7 | 31.7 | OK | 7.8 | 7.8 | OK | 4.8 | 4.8 | OK | E | E | OK | 0.14318 | 0.14 | OK | Parede Exterior | Paredes Exteriores | DIFF |  | Sample Window Assembly | E3A |  |  |  |  | Sample Window Assembly | E3A | [13 empty] | 0 |  |  | Default Wall Assembly | E3A |  | Sample Window Assembly | E3A |  |  |  |  | Sample Window Assembly | E3A | [13 empty] | 0 |  |  | Default Wall Assembly | E3A |  | Sample Window Assembly | E3A |  |  |  |  | Sample Window Assembly | E3A | [13 empty] | 0 |  |  | Default Wall Assembly | E3A |  | Sample Window Assembly | E3A |  |  |  |  | Sample Window Assembly | E3A | [13 empty] | 0 |  |  | Default Wall Assembly | E3A |  | Sample Window Assembly | E3A |  |  |  |  | Sample Window Assembly | E3A | [13 empty] | 0 |  |  | Default Wall Assembly | E3A |  | Sample Window Assembly | E3A |  |  |  |  | Sample Window Assembly | E3A | [13 empty] | 0 |  |  | Default Wall Assembly | E3A |  | Sample Window Assembly | E3A |  |  |  |  | Sample Window Assembly | E3A | [13 empty] | 0 |  |  | Default Wall Assembly | E3A |  | Sample Window Assembly | E3A |  |  |  |  | Sample Window Assembly | E3A | [13 empty] | 0 | [5 empty] | Default Roof Assembly | E3A | [10 empty] | 0 | [5 empty] | Default Roof Assembly | E3A | [10 empty] | 0 | [5 empty] | Default Roof Assembly | E3A | [10 empty] | 0 | [5 empty] | Default Roof Assembly | E3A
G00_007_Zonas_tecnicas_E | G00_007_Zonas_tecnicas_E | OK | 33.9607 | 33.96 | OK | 2.6 | 2.6 | OK | 200 | 200 | OK | 29 | 29 | OK | L/s | L/s | OK |  | 0 |  |  | Office Work | E3A |  | 0 |  |  | 0 |  | Sample Schedule | Sample Schedule | OK |  | 0 |  | 170 | 170 | OK | Recessed Unvented | Recessed Unvented | OK | 1 | 1 | OK | Sample Schedule | Sample Schedule | OK | 5 | 5 | OK | Sample Schedule | Sample Schedule | OK |  | 0 |  |  | 0 |  |  | Sample Schedule | E3A |  | Sample Schedule | E3A | Air Change | Air Change | OK | 0.05 | 0.05 | OK | 0.05 | 0.05 | OK | 0.05 | 0.05 | OK | Floor Above Uncond Space | Floor Above Uncond Space | OK | 33.9607 | 33.96 | OK | 0.45 | 0.45 | OK |  | 0 |  |  | 0 |  |  | 0 |  |  | 0.568 | E3A |  | 0 |  |  | 0 |  | 30.4 | 30.4 | OK | 31.7 | 31.7 | OK | 7.8 | 7.8 | OK | 4.8 | 4.8 | OK |  | 0 |  |  | 2.839 | E3A |  | 23.9 | E3A |  | 35 | E3A |  | 23.9 | E3A |  | 12.8 | E3A |  | 0 |  |  | 2.839 | E3A |  | 23.9 | E3A |  | 35 | E3A |  | 23.9 | E3A |  | 12.8 | E3A |  |  |  |  | 0 |  |  | Default Wall Assembly | E3A |  | Sample Window Assembly | E3A |  |  |  |  | Sample Window Assembly | E3A | [13 empty] | 0 |  |  | Default Wall Assembly | E3A |  | Sample Window Assembly | E3A |  |  |  |  | Sample Window Assembly | E3A | [13 empty] | 0 |  |  | Default Wall Assembly | E3A |  | Sample Window Assembly | E3A |  |  |  |  | Sample Window Assembly | E3A | [13 empty] | 0 |  |  | Default Wall Assembly | E3A |  | Sample Window Assembly | E3A |  |  |  |  | Sample Window Assembly | E3A | [13 empty] | 0 |  |  | Default Wall Assembly | E3A |  | Sample Window Assembly | E3A |  |  |  |  | Sample Window Assembly | E3A | [13 empty] | 0 |  |  | Default Wall Assembly | E3A |  | Sample Window Assembly | E3A |  |  |  |  | Sample Window Assembly | E3A | [13 empty] | 0 |  |  | Default Wall Assembly | E3A |  | Sample Window Assembly | E3A |  |  |  |  | Sample Window Assembly | E3A | [13 empty] | 0 |  |  | Default Wall Assembly | E3A |  | Sample Window Assembly | E3A |  |  |  |  | Sample Window Assembly | E3A | [13 empty] | 0 | [5 empty] | Default Roof Assembly | E3A | [10 empty] | 0 | [5 empty] | Default Roof Assembly | E3A | [10 empty] | 0 | [5 empty] | Default Roof Assembly | E3A | [10 empty] | 0 | [5 empty] | Default Roof Assembly | E3A
G00_008_Copa | G00_008_Copa | OK | 9.2226 | 9.22 | OK | 2.6 | 2.6 | OK | 200 | 200 | OK | 8 | 8 | OK | L/s | L/s | OK |  | 0 |  |  | Office Work | E3A |  | 0 |  |  | 0 |  | Escritorio Ocup | Escritorio Ocup | OK |  | 0 |  | 92 | 92 | OK | Recessed Unvented | Recessed Unvented | OK | 1 | 1 | OK | Escritorio Ilum | Escritorio Ilum | OK | 20 | 20 | OK | Escritorio Equip | Escritorio Equip | OK |  | 0 |  |  | 0 |  |  | Sample Schedule | E3A |  | Sample Schedule | E3A | Air Change | Air Change | OK | 0.05 | 0.05 | OK | 0.05 | 0.05 | OK | 0.05 | 0.05 | OK | Floor Above Uncond Space | Floor Above Uncond Space | OK | 9.2226 | 9.22 | OK | 0.45 | 0.45 | OK |  | 0 |  |  | 0 |  |  | 0 |  |  | 0.568 | E3A |  | 0 |  |  | 0 |  | 30.4 | 30.4 | OK | 31.7 | 31.7 | OK | 7.8 | 7.8 | OK | 4.8 | 4.8 | OK |  | 0 |  |  | 2.839 | E3A |  | 23.9 | E3A |  | 35 | E3A |  | 23.9 | E3A |  | 12.8 | E3A |  | 0 |  |  | 2.839 | E3A |  | 23.9 | E3A |  | 35 | E3A |  | 23.9 | E3A |  | 12.8 | E3A | N | N | OK | 14.2235 | 14.22 | OK | Parede Exterior | Paredes Exteriores | DIFF |  | Sample Window Assembly | E3A |  |  |  |  | Sample Window Assembly | E3A | [9 empty] | E | E | OK | 1.8481 | 1.85 | OK | Parede Exterior | Paredes Exteriores | DIFF |  | Sample Window Assembly | E3A |  |  |  |  | Sample Window Assembly | E3A | [13 empty] | 0 |  |  | Default Wall Assembly | E3A |  | Sample Window Assembly | E3A |  |  |  |  | Sample Window Assembly | E3A | [13 empty] | 0 |  |  | Default Wall Assembly | E3A |  | Sample Window Assembly | E3A |  |  |  |  | Sample Window Assembly | E3A | [13 empty] | 0 |  |  | Default Wall Assembly | E3A |  | Sample Window Assembly | E3A |  |  |  |  | Sample Window Assembly | E3A | [13 empty] | 0 |  |  | Default Wall Assembly | E3A |  | Sample Window Assembly | E3A |  |  |  |  | Sample Window Assembly | E3A | [13 empty] | 0 |  |  | Default Wall Assembly | E3A |  | Sample Window Assembly | E3A |  |  |  |  | Sample Window Assembly | E3A | [13 empty] | 0 |  |  | Default Wall Assembly | E3A |  | Sample Window Assembly | E3A |  |  |  |  | Sample Window Assembly | E3A | [13 empty] | 0 | [5 empty] | Default Roof Assembly | E3A | [10 empty] | 0 | [5 empty] | Default Roof Assembly | E3A | [10 empty] | 0 | [5 empty] | Default Roof Assembly | E3A | [10 empty] | 0 | [5 empty] | Default Roof Assembly | E3A
H01_001_Area_24 | H01_001_Area_24 | OK | 478.0917 | 478.09 | OK | 2.6 | 2.6 | OK | 200 | 200 | OK | 399 | 399 | OK | L/s | L/s | OK | 11 | 11 | OK | Office Work | Office Work | OK | 70 | 70 | OK | 45 | 45 | OK | Escritorio Ocup | Escritorio Ocup | OK |  | 0 |  | 5737 | 5737 | OK | Recessed Unvented | Recessed Unvented | OK | 1 | 1 | OK | Escritorio Ilum | Escritorio Ilum | OK | 15 | 15 | OK | Escritorio Equip | Escritorio Equip | OK |  | 0 |  |  | 0 |  |  | Sample Schedule | E3A |  | Sample Schedule | E3A | Air Change | Air Change | OK | 0.3 | 0.3 | OK | 0.3 | 0.3 | OK | 0.3 | 0.3 | OK |  | Floor Above Cond Space | E3A |  | 0 |  |  | 0.568 | E3A |  | 0 |  |  | 0 |  |  | 0 |  |  | 0.568 | E3A |  | 0 |  |  | 0 |  |  | 23.9 | E3A |  | 35 | E3A |  | 23.9 | E3A |  | 12.8 | E3A |  | 0 |  |  | 2.839 | E3A |  | 23.9 | E3A |  | 35 | E3A |  | 23.9 | E3A |  | 12.8 | E3A |  | 0 |  |  | 2.839 | E3A |  | 23.9 | E3A |  | 35 | E3A |  | 23.9 | E3A |  | 12.8 | E3A | S | S | OK | 76.4905 | 76.49 | OK | Parede Exterior | Paredes Exteriores | DIFF | V01_B01001Area_S | V01_B01001Area_S | OK | 3 | 3 | OK |  | Sample Window Assembly | E3A | [9 empty] | W | W | OK | 59.4792 | 59.48 | OK | Parede Exterior | Paredes Exteriores | DIFF | V01_B01001Area_W | V01_B01001Area_W | OK | 2 | 2 | OK |  | Sample Window Assembly | E3A | [9 empty] | N | N | OK | 29.5092 | 29.51 | OK | Parede Exterior | Paredes Exteriores | DIFF | V01_B01001Area_N | V01_B01001Area_N | OK | 3 | 3 | OK |  | Sample Window Assembly | E3A | [9 empty] | E | E | OK | 15.4307 | 15.43 | OK | Parede Exterior | Paredes Exteriores | DIFF | V01_B01001Area_E | V01_B01001Area_E | OK | 1 | 1 | OK |  | Sample Window Assembly | E3A | [13 empty] | 0 |  |  | Default Wall Assembly | E3A |  | Sample Window Assembly | E3A |  |  |  |  | Sample Window Assembly | E3A | [13 empty] | 0 |  |  | Default Wall Assembly | E3A |  | Sample Window Assembly | E3A |  |  |  |  | Sample Window Assembly | E3A | [13 empty] | 0 |  |  | Default Wall Assembly | E3A |  | Sample Window Assembly | E3A |  |  |  |  | Sample Window Assembly | E3A | [13 empty] | 0 |  |  | Default Wall Assembly | E3A |  | Sample Window Assembly | E3A |  |  |  |  | Sample Window Assembly | E3A | [9 empty] | H | H | OK | 1.4333 | 1.43 | OK | 0 |  |  | Flat Roof | Cobertura_adjacente | DIFF | [10 empty] | 0 | [5 empty] | Default Roof Assembly | E3A | [10 empty] | 0 | [5 empty] | Default Roof Assembly | E3A | [10 empty] | 0 | [5 empty] | Default Roof Assembly | E3A
H01_002_Caixa_de_escadas | H01_002_Caixa_de_escadas | OK | 23.2151 | 23.22 | OK | 2.6 | 2.6 | OK | 200 | 200 | OK | 20 | 20 | OK | L/s | L/s | OK |  | 0 |  |  | Office Work | E3A |  | 0 |  |  | 0 |  | Escritorio Ocup | Escritorio Ocup | OK |  | 0 |  | 116 | 116 | OK | Recessed Unvented | Recessed Unvented | OK | 1 | 1 | OK | Escritorio Ilum | Escritorio Ilum | OK | 0 | 0 |  | Escritorio Equip | Escritorio Equip | OK |  | 0 |  |  | 0 |  |  | Sample Schedule | E3A |  | Sample Schedule | E3A | Air Change | Air Change | OK | 0.05 | 0.05 | OK | 0.05 | 0.05 | OK | 0.05 | 0.05 | OK |  | Floor Above Cond Space | E3A |  | 0 |  |  | 0.568 | E3A |  | 0 |  |  | 0 |  |  | 0 |  |  | 0.568 | E3A |  | 0 |  |  | 0 |  |  | 23.9 | E3A |  | 35 | E3A |  | 23.9 | E3A |  | 12.8 | E3A |  | 0 |  |  | 2.839 | E3A |  | 23.9 | E3A |  | 35 | E3A |  | 23.9 | E3A |  | 12.8 | E3A | 15.1 | 15.1 | OK | 0.5 | 0.5 | OK | 30.4 | 30.4 | OK | 31.7 | 31.7 | OK | 7.8 | 7.8 | OK | 4.8 | 4.8 | OK |  |  |  |  | 0 |  |  | Default Wall Assembly | E3A |  | Sample Window Assembly | E3A |  |  |  |  | Sample Window Assembly | E3A | [13 empty] | 0 |  |  | Default Wall Assembly | E3A |  | Sample Window Assembly | E3A |  |  |  |  | Sample Window Assembly | E3A | [13 empty] | 0 |  |  | Default Wall Assembly | E3A |  | Sample Window Assembly | E3A |  |  |  |  | Sample Window Assembly | E3A | [13 empty] | 0 |  |  | Default Wall Assembly | E3A |  | Sample Window Assembly | E3A |  |  |  |  | Sample Window Assembly | E3A | [13 empty] | 0 |  |  | Default Wall Assembly | E3A |  | Sample Window Assembly | E3A |  |  |  |  | Sample Window Assembly | E3A | [13 empty] | 0 |  |  | Default Wall Assembly | E3A |  | Sample Window Assembly | E3A |  |  |  |  | Sample Window Assembly | E3A | [13 empty] | 0 |  |  | Default Wall Assembly | E3A |  | Sample Window Assembly | E3A |  |  |  |  | Sample Window Assembly | E3A | [13 empty] | 0 |  |  | Default Wall Assembly | E3A |  | Sample Window Assembly | E3A |  |  |  |  | Sample Window Assembly | E3A | [9 empty] | H | H | OK | 9.304 | 9.3 | OK | 0 |  |  | Flat Roof | Cobertura_adjacente | DIFF | [10 empty] | 0 | [5 empty] | Default Roof Assembly | E3A | [10 empty] | 0 | [5 empty] | Default Roof Assembly | E3A | [10 empty] | 0 | [5 empty] | Default Roof Assembly | E3A
H01_003_Caixa_de_escadas | H01_003_Caixa_de_escadas | OK | 20.191 | 20.19 | OK | 2.6 | 2.6 | OK | 200 | 200 | OK | 17 | 17 | OK | L/s | L/s | OK |  | 0 |  |  | Office Work | E3A |  | 0 |  |  | 0 |  | Escritorio Ocup | Escritorio Ocup | OK |  | 0 |  | 101 | 101 | OK | Recessed Unvented | Recessed Unvented | OK | 1 | 1 | OK | Escritorio Ilum | Escritorio Ilum | OK | 0 | 0 |  | Escritorio Equip | Escritorio Equip | OK |  | 0 |  |  | 0 |  |  | Sample Schedule | E3A |  | Sample Schedule | E3A | Air Change | Air Change | OK | 0.05 | 0.05 | OK | 0.05 | 0.05 | OK | 0.05 | 0.05 | OK |  | Floor Above Cond Space | E3A |  | 0 |  |  | 0.568 | E3A |  | 0 |  |  | 0 |  |  | 0 |  |  | 0.568 | E3A |  | 0 |  |  | 0 |  |  | 23.9 | E3A |  | 35 | E3A |  | 23.9 | E3A |  | 12.8 | E3A |  | 0 |  |  | 2.839 | E3A |  | 23.9 | E3A |  | 35 | E3A |  | 23.9 | E3A |  | 12.8 | E3A | 12.8 | 12.8 | OK | 0.5 | 0.5 | OK | 30.4 | 30.4 | OK | 31.7 | 31.7 | OK | 7.8 | 7.8 | OK | 4.8 | 4.8 | OK | E | E | OK | 13.0312 | 13.03 | OK | Parede Exterior | Paredes Exteriores | DIFF |  | Sample Window Assembly | E3A |  |  |  |  | Sample Window Assembly | E3A | [13 empty] | 0 |  |  | Default Wall Assembly | E3A |  | Sample Window Assembly | E3A |  |  |  |  | Sample Window Assembly | E3A | [13 empty] | 0 |  |  | Default Wall Assembly | E3A |  | Sample Window Assembly | E3A |  |  |  |  | Sample Window Assembly | E3A | [13 empty] | 0 |  |  | Default Wall Assembly | E3A |  | Sample Window Assembly | E3A |  |  |  |  | Sample Window Assembly | E3A | [13 empty] | 0 |  |  | Default Wall Assembly | E3A |  | Sample Window Assembly | E3A |  |  |  |  | Sample Window Assembly | E3A | [13 empty] | 0 |  |  | Default Wall Assembly | E3A |  | Sample Window Assembly | E3A |  |  |  |  | Sample Window Assembly | E3A | [13 empty] | 0 |  |  | Default Wall Assembly | E3A |  | Sample Window Assembly | E3A |  |  |  |  | Sample Window Assembly | E3A | [13 empty] | 0 |  |  | Default Wall Assembly | E3A |  | Sample Window Assembly | E3A |  |  |  |  | Sample Window Assembly | E3A | [13 empty] | 0 | [5 empty] | Default Roof Assembly | E3A | [10 empty] | 0 | [5 empty] | Default Roof Assembly | E3A | [10 empty] | 0 | [5 empty] | Default Roof Assembly | E3A | [10 empty] | 0 | [5 empty] | Default Roof Assembly | E3A
H01_004_Caixa_de_escadas | H01_004_Caixa_de_escadas | OK | 21.4131 | 21.41 | OK | 2.6 | 2.6 | OK | 200 | 200 | OK | 19 | 19 | OK | L/s | L/s | OK |  | 0 |  |  | Office Work | E3A |  | 0 |  |  | 0 |  | Escritorio Ocup | Escritorio Ocup | OK |  | 0 |  | 107 | 107 | OK | Recessed Unvented | Recessed Unvented | OK | 1 | 1 | OK | Escritorio Ilum | Escritorio Ilum | OK | 0 | 0 |  | Escritorio Equip | Escritorio Equip | OK |  | 0 |  |  | 0 |  |  | Sample Schedule | E3A |  | Sample Schedule | E3A | Air Change | Air Change | OK | 0.05 | 0.05 | OK | 0.05 | 0.05 | OK | 0.05 | 0.05 | OK |  | Floor Above Cond Space | E3A |  | 0 |  |  | 0.568 | E3A |  | 0 |  |  | 0 |  |  | 0 |  |  | 0.568 | E3A |  | 0 |  |  | 0 |  |  | 23.9 | E3A |  | 35 | E3A |  | 23.9 | E3A |  | 12.8 | E3A |  | 0 |  |  | 2.839 | E3A |  | 23.9 | E3A |  | 35 | E3A |  | 23.9 | E3A |  | 12.8 | E3A | 6 | 6 | OK | 0.5 | 0.5 | OK | 30.4 | 30.4 | OK | 31.7 | 31.7 | OK | 7.8 | 7.8 | OK | 4.8 | 4.8 | OK | S | S | OK | 6.3414 | 6.34 | OK | Parede Exterior | Paredes Exteriores | DIFF |  | Sample Window Assembly | E3A |  |  |  |  | Sample Window Assembly | E3A | [9 empty] | E | E | OK | 8.5803 | 8.58 | OK | Parede Exterior | Paredes Exteriores | DIFF |  | Sample Window Assembly | E3A |  |  |  |  | Sample Window Assembly | E3A | [13 empty] | 0 |  |  | Default Wall Assembly | E3A |  | Sample Window Assembly | E3A |  |  |  |  | Sample Window Assembly | E3A | [13 empty] | 0 |  |  | Default Wall Assembly | E3A |  | Sample Window Assembly | E3A |  |  |  |  | Sample Window Assembly | E3A | [13 empty] | 0 |  |  | Default Wall Assembly | E3A |  | Sample Window Assembly | E3A |  |  |  |  | Sample Window Assembly | E3A | [13 empty] | 0 |  |  | Default Wall Assembly | E3A |  | Sample Window Assembly | E3A |  |  |  |  | Sample Window Assembly | E3A | [13 empty] | 0 |  |  | Default Wall Assembly | E3A |  | Sample Window Assembly | E3A |  |  |  |  | Sample Window Assembly | E3A | [13 empty] | 0 |  |  | Default Wall Assembly | E3A |  | Sample Window Assembly | E3A |  |  |  |  | Sample Window Assembly | E3A | [13 empty] | 0 | [5 empty] | Default Roof Assembly | E3A | [10 empty] | 0 | [5 empty] | Default Roof Assembly | E3A | [10 empty] | 0 | [5 empty] | Default Roof Assembly | E3A | [10 empty] | 0 | [5 empty] | Default Roof Assembly | E3A
H01_005_Circulacao | H01_005_Circulacao | OK | 18.743 | 18.74 | OK | 2.6 | 2.6 | OK | 200 | 200 | OK | 16 | 16 | OK | L/s | L/s | OK |  | 0 |  |  | Office Work | E3A |  | 0 |  |  | 0 |  | Escritorio Ocup | Escritorio Ocup | OK |  | 0 |  | 150 | 150 | OK | Recessed Unvented | Recessed Unvented | OK | 1 | 1 | OK | Escritorio Ilum | Escritorio Ilum | OK | 0 | 0 |  | Escritorio Equip | Escritorio Equip | OK |  | 0 |  |  | 0 |  |  | Sample Schedule | E3A |  | Sample Schedule | E3A | Air Change | Air Change | OK | 0.05 | 0.05 | OK | 0.05 | 0.05 | OK | 0.05 | 0.05 | OK |  | Floor Above Cond Space | E3A |  | 0 |  |  | 0.568 | E3A |  | 0 |  |  | 0 |  |  | 0 |  |  | 0.568 | E3A |  | 0 |  |  | 0 |  |  | 23.9 | E3A |  | 35 | E3A |  | 23.9 | E3A |  | 12.8 | E3A |  | 0 |  |  | 2.839 | E3A |  | 23.9 | E3A |  | 35 | E3A |  | 23.9 | E3A |  | 12.8 | E3A | 17.4 | 17.4 | OK | 0.5 | 0.5 | OK | 30.4 | 30.4 | OK | 31.7 | 31.7 | OK | 7.8 | 7.8 | OK | 4.8 | 4.8 | OK |  |  |  |  | 0 |  |  | Default Wall Assembly | E3A |  | Sample Window Assembly | E3A |  |  |  |  | Sample Window Assembly | E3A | [13 empty] | 0 |  |  | Default Wall Assembly | E3A |  | Sample Window Assembly | E3A |  |  |  |  | Sample Window Assembly | E3A | [13 empty] | 0 |  |  | Default Wall Assembly | E3A |  | Sample Window Assembly | E3A |  |  |  |  | Sample Window Assembly | E3A | [13 empty] | 0 |  |  | Default Wall Assembly | E3A |  | Sample Window Assembly | E3A |  |  |  |  | Sample Window Assembly | E3A | [13 empty] | 0 |  |  | Default Wall Assembly | E3A |  | Sample Window Assembly | E3A |  |  |  |  | Sample Window Assembly | E3A | [13 empty] | 0 |  |  | Default Wall Assembly | E3A |  | Sample Window Assembly | E3A |  |  |  |  | Sample Window Assembly | E3A | [13 empty] | 0 |  |  | Default Wall Assembly | E3A |  | Sample Window Assembly | E3A |  |  |  |  | Sample Window Assembly | E3A | [13 empty] | 0 |  |  | Default Wall Assembly | E3A |  | Sample Window Assembly | E3A |  |  |  |  | Sample Window Assembly | E3A | [13 empty] | 0 | [5 empty] | Default Roof Assembly | E3A | [10 empty] | 0 | [5 empty] | Default Roof Assembly | E3A | [10 empty] | 0 | [5 empty] | Default Roof Assembly | E3A | [10 empty] | 0 | [5 empty] | Default Roof Assembly | E3A
H01_006_IS | H01_006_IS | OK | 15.1701 | 15.17 | OK | 2.6 | 2.6 | OK | 200 | 200 | OK | 13 | 13 | OK | L/s | L/s | OK |  | 0 |  |  | Office Work | E3A |  | 0 |  |  | 0 |  | Escritorio Ocup | Escritorio Ocup | OK |  | 0 |  | 121 | 121 | OK | Recessed Unvented | Recessed Unvented | OK | 1 | 1 | OK | Escritorio Ilum | Escritorio Ilum | OK | 5 | 5 | OK | Escritorio Equip | Escritorio Equip | OK |  | 0 |  |  | 0 |  |  | Sample Schedule | E3A |  | Sample Schedule | E3A | Air Change | Air Change | OK | 0.05 | 0.05 | OK | 0.05 | 0.05 | OK | 0.05 | 0.05 | OK |  | Floor Above Cond Space | E3A |  | 0 |  |  | 0.568 | E3A |  | 0 |  |  | 0 |  |  | 0 |  |  | 0.568 | E3A |  | 0 |  |  | 0 |  |  | 23.9 | E3A |  | 35 | E3A |  | 23.9 | E3A |  | 12.8 | E3A |  | 0 |  |  | 2.839 | E3A |  | 23.9 | E3A |  | 35 | E3A |  | 23.9 | E3A |  | 12.8 | E3A | 2.2 | 2.2 | OK | 0.5 | 0.5 | OK | 30.4 | 30.4 | OK | 31.7 | 31.7 | OK | 7.8 | 7.8 | OK | 4.8 | 4.8 | OK |  |  |  |  | 0 |  |  | Default Wall Assembly | E3A |  | Sample Window Assembly | E3A |  |  |  |  | Sample Window Assembly | E3A | [13 empty] | 0 |  |  | Default Wall Assembly | E3A |  | Sample Window Assembly | E3A |  |  |  |  | Sample Window Assembly | E3A | [13 empty] | 0 |  |  | Default Wall Assembly | E3A |  | Sample Window Assembly | E3A |  |  |  |  | Sample Window Assembly | E3A | [13 empty] | 0 |  |  | Default Wall Assembly | E3A |  | Sample Window Assembly | E3A |  |  |  |  | Sample Window Assembly | E3A | [13 empty] | 0 |  |  | Default Wall Assembly | E3A |  | Sample Window Assembly | E3A |  |  |  |  | Sample Window Assembly | E3A | [13 empty] | 0 |  |  | Default Wall Assembly | E3A |  | Sample Window Assembly | E3A |  |  |  |  | Sample Window Assembly | E3A | [13 empty] | 0 |  |  | Default Wall Assembly | E3A |  | Sample Window Assembly | E3A |  |  |  |  | Sample Window Assembly | E3A | [13 empty] | 0 |  |  | Default Wall Assembly | E3A |  | Sample Window Assembly | E3A |  |  |  |  | Sample Window Assembly | E3A | [13 empty] | 0 | [5 empty] | Default Roof Assembly | E3A | [10 empty] | 0 | [5 empty] | Default Roof Assembly | E3A | [10 empty] | 0 | [5 empty] | Default Roof Assembly | E3A | [10 empty] | 0 | [5 empty] | Default Roof Assembly | E3A
H01_007_Zonas_tecnicas_E | H01_007_Zonas_tecnicas_E | OK | 33.9607 | 33.96 | OK | 2.6 | 2.6 | OK | 200 | 200 | OK | 29 | 29 | OK | L/s | L/s | OK |  | 0 |  |  | Office Work | E3A |  | 0 |  |  | 0 |  | Sample Schedule | Sample Schedule | OK |  | 0 |  | 170 | 170 | OK | Recessed Unvented | Recessed Unvented | OK | 1 | 1 | OK | Sample Schedule | Sample Schedule | OK | 5 | 5 | OK | Sample Schedule | Sample Schedule | OK |  | 0 |  |  | 0 |  |  | Sample Schedule | E3A |  | Sample Schedule | E3A | Air Change | Air Change | OK | 0.05 | 0.05 | OK | 0.05 | 0.05 | OK | 0.05 | 0.05 | OK |  | Floor Above Cond Space | E3A |  | 0 |  |  | 0.568 | E3A |  | 0 |  |  | 0 |  |  | 0 |  |  | 0.568 | E3A |  | 0 |  |  | 0 |  |  | 23.9 | E3A |  | 35 | E3A |  | 23.9 | E3A |  | 12.8 | E3A |  | 0 |  |  | 2.839 | E3A |  | 23.9 | E3A |  | 35 | E3A |  | 23.9 | E3A |  | 12.8 | E3A |  | 0 |  |  | 2.839 | E3A |  | 23.9 | E3A |  | 35 | E3A |  | 23.9 | E3A |  | 12.8 | E3A |  |  |  |  | 0 |  |  | Default Wall Assembly | E3A |  | Sample Window Assembly | E3A |  |  |  |  | Sample Window Assembly | E3A | [13 empty] | 0 |  |  | Default Wall Assembly | E3A |  | Sample Window Assembly | E3A |  |  |  |  | Sample Window Assembly | E3A | [13 empty] | 0 |  |  | Default Wall Assembly | E3A |  | Sample Window Assembly | E3A |  |  |  |  | Sample Window Assembly | E3A | [13 empty] | 0 |  |  | Default Wall Assembly | E3A |  | Sample Window Assembly | E3A |  |  |  |  | Sample Window Assembly | E3A | [13 empty] | 0 |  |  | Default Wall Assembly | E3A |  | Sample Window Assembly | E3A |  |  |  |  | Sample Window Assembly | E3A | [13 empty] | 0 |  |  | Default Wall Assembly | E3A |  | Sample Window Assembly | E3A |  |  |  |  | Sample Window Assembly | E3A | [13 empty] | 0 |  |  | Default Wall Assembly | E3A |  | Sample Window Assembly | E3A |  |  |  |  | Sample Window Assembly | E3A | [13 empty] | 0 |  |  | Default Wall Assembly | E3A |  | Sample Window Assembly | E3A |  |  |  |  | Sample Window Assembly | E3A | [13 empty] | 0 | [5 empty] | Default Roof Assembly | E3A | [10 empty] | 0 | [5 empty] | Default Roof Assembly | E3A | [10 empty] | 0 | [5 empty] | Default Roof Assembly | E3A | [10 empty] | 0 | [5 empty] | Default Roof Assembly | E3A
H01_008_Copa | H01_008_Copa | OK | 9.2226 | 9.22 | OK | 2.6 | 2.6 | OK | 200 | 200 | OK | 8 | 8 | OK | L/s | L/s | OK |  | 0 |  |  | Office Work | E3A |  | 0 |  |  | 0 |  | Escritorio Ocup | Escritorio Ocup | OK |  | 0 |  | 92 | 92 | OK | Recessed Unvented | Recessed Unvented | OK | 1 | 1 | OK | Escritorio Ilum | Escritorio Ilum | OK | 20 | 20 | OK | Escritorio Equip | Escritorio Equip | OK |  | 0 |  |  | 0 |  |  | Sample Schedule | E3A |  | Sample Schedule | E3A | Air Change | Air Change | OK | 0.05 | 0.05 | OK | 0.05 | 0.05 | OK | 0.05 | 0.05 | OK |  | Floor Above Cond Space | E3A |  | 0 |  |  | 0.568 | E3A |  | 0 |  |  | 0 |  |  | 0 |  |  | 0.568 | E3A |  | 0 |  |  | 0 |  |  | 23.9 | E3A |  | 35 | E3A |  | 23.9 | E3A |  | 12.8 | E3A |  | 0 |  |  | 2.839 | E3A |  | 23.9 | E3A |  | 35 | E3A |  | 23.9 | E3A |  | 12.8 | E3A |  | 0 |  |  | 2.839 | E3A |  | 23.9 | E3A |  | 35 | E3A |  | 23.9 | E3A |  | 12.8 | E3A | N | N | OK | 13.4731 | 13.47 | OK | Parede Exterior | Paredes Exteriores | DIFF |  | Sample Window Assembly | E3A |  |  |  |  | Sample Window Assembly | E3A | [9 empty] | E | E | OK | 1.2893 | 1.29 | OK | Parede Exterior | Paredes Exteriores | DIFF |  | Sample Window Assembly | E3A |  |  |  |  | Sample Window Assembly | E3A | [13 empty] | 0 |  |  | Default Wall Assembly | E3A |  | Sample Window Assembly | E3A |  |  |  |  | Sample Window Assembly | E3A | [13 empty] | 0 |  |  | Default Wall Assembly | E3A |  | Sample Window Assembly | E3A |  |  |  |  | Sample Window Assembly | E3A | [13 empty] | 0 |  |  | Default Wall Assembly | E3A |  | Sample Window Assembly | E3A |  |  |  |  | Sample Window Assembly | E3A | [13 empty] | 0 |  |  | Default Wall Assembly | E3A |  | Sample Window Assembly | E3A |  |  |  |  | Sample Window Assembly | E3A | [13 empty] | 0 |  |  | Default Wall Assembly | E3A |  | Sample Window Assembly | E3A |  |  |  |  | Sample Window Assembly | E3A | [13 empty] | 0 |  |  | Default Wall Assembly | E3A |  | Sample Window Assembly | E3A |  |  |  |  | Sample Window Assembly | E3A | [13 empty] | 0 | [5 empty] | Default Roof Assembly | E3A | [10 empty] | 0 | [5 empty] | Default Roof Assembly | E3A | [10 empty] | 0 | [5 empty] | Default Roof Assembly | E3A | [10 empty] | 0 | [5 empty] | Default Roof Assembly | E3A
I02_001_Area_15 | I02_001_Area_15 | OK | 513.2337 | 513.23 | OK | 2.6 | 2.6 | OK | 200 | 200 | OK | 428 | 428 | OK | L/s | L/s | OK | 12 | 12 | OK | Office Work | Office Work | OK | 70 | 70 | OK | 45 | 45 | OK | Escritorio Ocup | Escritorio Ocup | OK |  | 0 |  | 6159 | 6159 | OK | Recessed Unvented | Recessed Unvented | OK | 1 | 1 | OK | Escritorio Ilum | Escritorio Ilum | OK | 15 | 15 | OK | Escritorio Equip | Escritorio Equip | OK |  | 0 |  |  | 0 |  |  | Sample Schedule | E3A |  | Sample Schedule | E3A | Air Change | Air Change | OK | 0.3 | 0.3 | OK | 0.3 | 0.3 | OK | 0.3 | 0.3 | OK |  | Floor Above Cond Space | E3A |  | 0 |  |  | 0.568 | E3A |  | 0 |  |  | 0 |  |  | 0 |  |  | 0.568 | E3A |  | 0 |  |  | 0 |  |  | 23.9 | E3A |  | 35 | E3A |  | 23.9 | E3A |  | 12.8 | E3A |  | 0 |  |  | 2.839 | E3A |  | 23.9 | E3A |  | 35 | E3A |  | 23.9 | E3A |  | 12.8 | E3A |  | 0 |  |  | 2.839 | E3A |  | 23.9 | E3A |  | 35 | E3A |  | 23.9 | E3A |  | 12.8 | E3A | S | S | OK | 79.6112 | 79.61 | OK | Parede Exterior | Paredes Exteriores | DIFF | V02_C02001Area_S | V02_C02001Area_S | OK | 3 | 3 | OK |  | Sample Window Assembly | E3A | [9 empty] | W | W | OK | 63.1638 | 63.16 | OK | Parede Exterior | Paredes Exteriores | DIFF | V02_C02001Area_W | V02_C02001Area_W | OK | 2 | 2 | OK |  | Sample Window Assembly | E3A | [9 empty] | N | N | OK | 64.1285 | 64.13 | OK | Parede Exterior | Paredes Exteriores | DIFF | V02_C02001Area_N | V02_C02001Area_N | OK | 7 | 7 | OK |  | Sample Window Assembly | E3A | [9 empty] | E | E | OK | 21.4487 | 21.45 | OK | Parede Exterior | Paredes Exteriores | DIFF | V02_C02001Area_E | V02_C02001Area_E | OK | 2 | 2 | OK |  | Sample Window Assembly | E3A | [13 empty] | 0 |  |  | Default Wall Assembly | E3A |  | Sample Window Assembly | E3A |  |  |  |  | Sample Window Assembly | E3A | [13 empty] | 0 |  |  | Default Wall Assembly | E3A |  | Sample Window Assembly | E3A |  |  |  |  | Sample Window Assembly | E3A | [13 empty] | 0 |  |  | Default Wall Assembly | E3A |  | Sample Window Assembly | E3A |  |  |  |  | Sample Window Assembly | E3A | [13 empty] | 0 |  |  | Default Wall Assembly | E3A |  | Sample Window Assembly | E3A |  |  |  |  | Sample Window Assembly | E3A | [13 empty] | 0 | [5 empty] | Default Roof Assembly | E3A | [10 empty] | 0 | [5 empty] | Default Roof Assembly | E3A | [10 empty] | 0 | [5 empty] | Default Roof Assembly | E3A | [10 empty] | 0 | [5 empty] | Default Roof Assembly | E3A
I02_002_Caixa_de_escadas | I02_002_Caixa_de_escadas | OK | 20.191 | 20.19 | OK | 2.6 | 2.6 | OK | 200 | 200 | OK | 17 | 17 | OK | L/s | L/s | OK |  | 0 |  |  | Office Work | E3A |  | 0 |  |  | 0 |  | Escritorio Ocup | Escritorio Ocup | OK |  | 0 |  | 101 | 101 | OK | Recessed Unvented | Recessed Unvented | OK | 1 | 1 | OK | Escritorio Ilum | Escritorio Ilum | OK | 0 | 0 |  | Escritorio Equip | Escritorio Equip | OK |  | 0 |  |  | 0 |  |  | Sample Schedule | E3A |  | Sample Schedule | E3A | Air Change | Air Change | OK | 0.05 | 0.05 | OK | 0.05 | 0.05 | OK | 0.05 | 0.05 | OK |  | Floor Above Cond Space | E3A |  | 0 |  |  | 0.568 | E3A |  | 0 |  |  | 0 |  |  | 0 |  |  | 0.568 | E3A |  | 0 |  |  | 0 |  |  | 23.9 | E3A |  | 35 | E3A |  | 23.9 | E3A |  | 12.8 | E3A |  | 0 |  |  | 2.839 | E3A |  | 23.9 | E3A |  | 35 | E3A |  | 23.9 | E3A |  | 12.8 | E3A | 12.8 | 12.8 | OK | 0.5 | 0.5 | OK | 30.4 | 30.4 | OK | 31.7 | 31.7 | OK | 7.8 | 7.8 | OK | 4.8 | 4.8 | OK | E | E | OK | 13.0312 | 13.03 | OK | Parede Exterior | Paredes Exteriores | DIFF |  | Sample Window Assembly | E3A |  |  |  |  | Sample Window Assembly | E3A | [13 empty] | 0 |  |  | Default Wall Assembly | E3A |  | Sample Window Assembly | E3A |  |  |  |  | Sample Window Assembly | E3A | [13 empty] | 0 |  |  | Default Wall Assembly | E3A |  | Sample Window Assembly | E3A |  |  |  |  | Sample Window Assembly | E3A | [13 empty] | 0 |  |  | Default Wall Assembly | E3A |  | Sample Window Assembly | E3A |  |  |  |  | Sample Window Assembly | E3A | [13 empty] | 0 |  |  | Default Wall Assembly | E3A |  | Sample Window Assembly | E3A |  |  |  |  | Sample Window Assembly | E3A | [13 empty] | 0 |  |  | Default Wall Assembly | E3A |  | Sample Window Assembly | E3A |  |  |  |  | Sample Window Assembly | E3A | [13 empty] | 0 |  |  | Default Wall Assembly | E3A |  | Sample Window Assembly | E3A |  |  |  |  | Sample Window Assembly | E3A | [13 empty] | 0 |  |  | Default Wall Assembly | E3A |  | Sample Window Assembly | E3A |  |  |  |  | Sample Window Assembly | E3A | [13 empty] | 0 | [5 empty] | Default Roof Assembly | E3A | [10 empty] | 0 | [5 empty] | Default Roof Assembly | E3A | [10 empty] | 0 | [5 empty] | Default Roof Assembly | E3A | [10 empty] | 0 | [5 empty] | Default Roof Assembly | E3A
I02_003_Caixa_de_escadas | I02_003_Caixa_de_escadas | OK | 21.4131 | 21.41 | OK | 2.6 | 2.6 | OK | 200 | 200 | OK | 19 | 19 | OK | L/s | L/s | OK |  | 0 |  |  | Office Work | E3A |  | 0 |  |  | 0 |  | Escritorio Ocup | Escritorio Ocup | OK |  | 0 |  | 107 | 107 | OK | Recessed Unvented | Recessed Unvented | OK | 1 | 1 | OK | Escritorio Ilum | Escritorio Ilum | OK | 0 | 0 |  | Escritorio Equip | Escritorio Equip | OK |  | 0 |  |  | 0 |  |  | Sample Schedule | E3A |  | Sample Schedule | E3A | Air Change | Air Change | OK | 0.05 | 0.05 | OK | 0.05 | 0.05 | OK | 0.05 | 0.05 | OK |  | Floor Above Cond Space | E3A |  | 0 |  |  | 0.568 | E3A |  | 0 |  |  | 0 |  |  | 0 |  |  | 0.568 | E3A |  | 0 |  |  | 0 |  |  | 23.9 | E3A |  | 35 | E3A |  | 23.9 | E3A |  | 12.8 | E3A |  | 0 |  |  | 2.839 | E3A |  | 23.9 | E3A |  | 35 | E3A |  | 23.9 | E3A |  | 12.8 | E3A | 6 | 6 | OK | 0.5 | 0.5 | OK | 30.4 | 30.4 | OK | 31.7 | 31.7 | OK | 7.8 | 7.8 | OK | 4.8 | 4.8 | OK | S | S | OK | 5.0364 | 5.04 | OK | Parede Exterior | Paredes Exteriores | DIFF |  | Sample Window Assembly | E3A |  |  |  |  | Sample Window Assembly | E3A | [9 empty] | E | E | OK | 8.5803 | 8.58 | OK | Parede Exterior | Paredes Exteriores | DIFF |  | Sample Window Assembly | E3A |  |  |  |  | Sample Window Assembly | E3A | [13 empty] | 0 |  |  | Default Wall Assembly | E3A |  | Sample Window Assembly | E3A |  |  |  |  | Sample Window Assembly | E3A | [13 empty] | 0 |  |  | Default Wall Assembly | E3A |  | Sample Window Assembly | E3A |  |  |  |  | Sample Window Assembly | E3A | [13 empty] | 0 |  |  | Default Wall Assembly | E3A |  | Sample Window Assembly | E3A |  |  |  |  | Sample Window Assembly | E3A | [13 empty] | 0 |  |  | Default Wall Assembly | E3A |  | Sample Window Assembly | E3A |  |  |  |  | Sample Window Assembly | E3A | [13 empty] | 0 |  |  | Default Wall Assembly | E3A |  | Sample Window Assembly | E3A |  |  |  |  | Sample Window Assembly | E3A | [13 empty] | 0 |  |  | Default Wall Assembly | E3A |  | Sample Window Assembly | E3A |  |  |  |  | Sample Window Assembly | E3A | [13 empty] | 0 | [5 empty] | Default Roof Assembly | E3A | [10 empty] | 0 | [5 empty] | Default Roof Assembly | E3A | [10 empty] | 0 | [5 empty] | Default Roof Assembly | E3A | [10 empty] | 0 | [5 empty] | Default Roof Assembly | E3A
I02_004_Circulacao | I02_004_Circulacao | OK | 18.743 | 18.74 | OK | 2.6 | 2.6 | OK | 200 | 200 | OK | 16 | 16 | OK | L/s | L/s | OK |  | 0 |  |  | Office Work | E3A |  | 0 |  |  | 0 |  | Escritorio Ocup | Escritorio Ocup | OK |  | 0 |  | 150 | 150 | OK | Recessed Unvented | Recessed Unvented | OK | 1 | 1 | OK | Escritorio Ilum | Escritorio Ilum | OK | 0 | 0 |  | Escritorio Equip | Escritorio Equip | OK |  | 0 |  |  | 0 |  |  | Sample Schedule | E3A |  | Sample Schedule | E3A | Air Change | Air Change | OK | 0.05 | 0.05 | OK | 0.05 | 0.05 | OK | 0.05 | 0.05 | OK |  | Floor Above Cond Space | E3A |  | 0 |  |  | 0.568 | E3A |  | 0 |  |  | 0 |  |  | 0 |  |  | 0.568 | E3A |  | 0 |  |  | 0 |  |  | 23.9 | E3A |  | 35 | E3A |  | 23.9 | E3A |  | 12.8 | E3A |  | 0 |  |  | 2.839 | E3A |  | 23.9 | E3A |  | 35 | E3A |  | 23.9 | E3A |  | 12.8 | E3A | 17.4 | 17.4 | OK | 0.5 | 0.5 | OK | 30.4 | 30.4 | OK | 31.7 | 31.7 | OK | 7.8 | 7.8 | OK | 4.8 | 4.8 | OK |  |  |  |  | 0 |  |  | Default Wall Assembly | E3A |  | Sample Window Assembly | E3A |  |  |  |  | Sample Window Assembly | E3A | [13 empty] | 0 |  |  | Default Wall Assembly | E3A |  | Sample Window Assembly | E3A |  |  |  |  | Sample Window Assembly | E3A | [13 empty] | 0 |  |  | Default Wall Assembly | E3A |  | Sample Window Assembly | E3A |  |  |  |  | Sample Window Assembly | E3A | [13 empty] | 0 |  |  | Default Wall Assembly | E3A |  | Sample Window Assembly | E3A |  |  |  |  | Sample Window Assembly | E3A | [13 empty] | 0 |  |  | Default Wall Assembly | E3A |  | Sample Window Assembly | E3A |  |  |  |  | Sample Window Assembly | E3A | [13 empty] | 0 |  |  | Default Wall Assembly | E3A |  | Sample Window Assembly | E3A |  |  |  |  | Sample Window Assembly | E3A | [13 empty] | 0 |  |  | Default Wall Assembly | E3A |  | Sample Window Assembly | E3A |  |  |  |  | Sample Window Assembly | E3A | [13 empty] | 0 |  |  | Default Wall Assembly | E3A |  | Sample Window Assembly | E3A |  |  |  |  | Sample Window Assembly | E3A | [13 empty] | 0 | [5 empty] | Default Roof Assembly | E3A | [10 empty] | 0 | [5 empty] | Default Roof Assembly | E3A | [10 empty] | 0 | [5 empty] | Default Roof Assembly | E3A | [10 empty] | 0 | [5 empty] | Default Roof Assembly | E3A
I02_005_IS | I02_005_IS | OK | 15.1701 | 15.17 | OK | 2.6 | 2.6 | OK | 200 | 200 | OK | 13 | 13 | OK | L/s | L/s | OK |  | 0 |  |  | Office Work | E3A |  | 0 |  |  | 0 |  | Escritorio Ocup | Escritorio Ocup | OK |  | 0 |  | 121 | 121 | OK | Recessed Unvented | Recessed Unvented | OK | 1 | 1 | OK | Escritorio Ilum | Escritorio Ilum | OK | 5 | 5 | OK | Escritorio Equip | Escritorio Equip | OK |  | 0 |  |  | 0 |  |  | Sample Schedule | E3A |  | Sample Schedule | E3A | Air Change | Air Change | OK | 0.05 | 0.05 | OK | 0.05 | 0.05 | OK | 0.05 | 0.05 | OK |  | Floor Above Cond Space | E3A |  | 0 |  |  | 0.568 | E3A |  | 0 |  |  | 0 |  |  | 0 |  |  | 0.568 | E3A |  | 0 |  |  | 0 |  |  | 23.9 | E3A |  | 35 | E3A |  | 23.9 | E3A |  | 12.8 | E3A |  | 0 |  |  | 2.839 | E3A |  | 23.9 | E3A |  | 35 | E3A |  | 23.9 | E3A |  | 12.8 | E3A | 2.2 | 2.2 | OK | 0.5 | 0.5 | OK | 30.4 | 30.4 | OK | 31.7 | 31.7 | OK | 7.8 | 7.8 | OK | 4.8 | 4.8 | OK |  |  |  |  | 0 |  |  | Default Wall Assembly | E3A |  | Sample Window Assembly | E3A |  |  |  |  | Sample Window Assembly | E3A | [13 empty] | 0 |  |  | Default Wall Assembly | E3A |  | Sample Window Assembly | E3A |  |  |  |  | Sample Window Assembly | E3A | [13 empty] | 0 |  |  | Default Wall Assembly | E3A |  | Sample Window Assembly | E3A |  |  |  |  | Sample Window Assembly | E3A | [13 empty] | 0 |  |  | Default Wall Assembly | E3A |  | Sample Window Assembly | E3A |  |  |  |  | Sample Window Assembly | E3A | [13 empty] | 0 |  |  | Default Wall Assembly | E3A |  | Sample Window Assembly | E3A |  |  |  |  | Sample Window Assembly | E3A | [13 empty] | 0 |  |  | Default Wall Assembly | E3A |  | Sample Window Assembly | E3A |  |  |  |  | Sample Window Assembly | E3A | [13 empty] | 0 |  |  | Default Wall Assembly | E3A |  | Sample Window Assembly | E3A |  |  |  |  | Sample Window Assembly | E3A | [13 empty] | 0 |  |  | Default Wall Assembly | E3A |  | Sample Window Assembly | E3A |  |  |  |  | Sample Window Assembly | E3A | [13 empty] | 0 | [5 empty] | Default Roof Assembly | E3A | [10 empty] | 0 | [5 empty] | Default Roof Assembly | E3A | [10 empty] | 0 | [5 empty] | Default Roof Assembly | E3A | [10 empty] | 0 | [5 empty] | Default Roof Assembly | E3A
I02_006_Zonas_tecnicas_E | I02_006_Zonas_tecnicas_E | OK | 25.606 | 25.61 | OK | 2.6 | 2.6 | OK | 200 | 200 | OK | 22 | 22 | OK | L/s | L/s | OK |  | 0 |  |  | Office Work | E3A |  | 0 |  |  | 0 |  | Sample Schedule | Sample Schedule | OK |  | 0 |  | 128 | 128 | OK | Recessed Unvented | Recessed Unvented | OK | 1 | 1 | OK | Sample Schedule | Sample Schedule | OK | 5 | 5 | OK | Sample Schedule | Sample Schedule | OK |  | 0 |  |  | 0 |  |  | Sample Schedule | E3A |  | Sample Schedule | E3A | Air Change | Air Change | OK | 0.05 | 0.05 | OK | 0.05 | 0.05 | OK | 0.05 | 0.05 | OK |  | Floor Above Cond Space | E3A |  | 0 |  |  | 0.568 | E3A |  | 0 |  |  | 0 |  |  | 0 |  |  | 0.568 | E3A |  | 0 |  |  | 0 |  |  | 23.9 | E3A |  | 35 | E3A |  | 23.9 | E3A |  | 12.8 | E3A |  | 0 |  |  | 2.839 | E3A |  | 23.9 | E3A |  | 35 | E3A |  | 23.9 | E3A |  | 12.8 | E3A |  | 0 |  |  | 2.839 | E3A |  | 23.9 | E3A |  | 35 | E3A |  | 23.9 | E3A |  | 12.8 | E3A |  |  |  |  | 0 |  |  | Default Wall Assembly | E3A |  | Sample Window Assembly | E3A |  |  |  |  | Sample Window Assembly | E3A | [13 empty] | 0 |  |  | Default Wall Assembly | E3A |  | Sample Window Assembly | E3A |  |  |  |  | Sample Window Assembly | E3A | [13 empty] | 0 |  |  | Default Wall Assembly | E3A |  | Sample Window Assembly | E3A |  |  |  |  | Sample Window Assembly | E3A | [13 empty] | 0 |  |  | Default Wall Assembly | E3A |  | Sample Window Assembly | E3A |  |  |  |  | Sample Window Assembly | E3A | [13 empty] | 0 |  |  | Default Wall Assembly | E3A |  | Sample Window Assembly | E3A |  |  |  |  | Sample Window Assembly | E3A | [13 empty] | 0 |  |  | Default Wall Assembly | E3A |  | Sample Window Assembly | E3A |  |  |  |  | Sample Window Assembly | E3A | [13 empty] | 0 |  |  | Default Wall Assembly | E3A |  | Sample Window Assembly | E3A |  |  |  |  | Sample Window Assembly | E3A | [13 empty] | 0 |  |  | Default Wall Assembly | E3A |  | Sample Window Assembly | E3A |  |  |  |  | Sample Window Assembly | E3A | [13 empty] | 0 | [5 empty] | Default Roof Assembly | E3A | [10 empty] | 0 | [5 empty] | Default Roof Assembly | E3A | [10 empty] | 0 | [5 empty] | Default Roof Assembly | E3A | [10 empty] | 0 | [5 empty] | Default Roof Assembly | E3A
I02_007_Copa | I02_007_Copa | OK | 9.2226 | 9.22 | OK | 2.6 | 2.6 | OK | 200 | 200 | OK | 8 | 8 | OK | L/s | L/s | OK |  | 0 |  |  | Office Work | E3A |  | 0 |  |  | 0 |  | Escritorio Ocup | Escritorio Ocup | OK |  | 0 |  | 92 | 92 | OK | Recessed Unvented | Recessed Unvented | OK | 1 | 1 | OK | Escritorio Ilum | Escritorio Ilum | OK | 20 | 20 | OK | Escritorio Equip | Escritorio Equip | OK |  | 0 |  |  | 0 |  |  | Sample Schedule | E3A |  | Sample Schedule | E3A | Air Change | Air Change | OK | 0.05 | 0.05 | OK | 0.05 | 0.05 | OK | 0.05 | 0.05 | OK |  | Floor Above Cond Space | E3A |  | 0 |  |  | 0.568 | E3A |  | 0 |  |  | 0 |  |  | 0 |  |  | 0.568 | E3A |  | 0 |  |  | 0 |  |  | 23.9 | E3A |  | 35 | E3A |  | 23.9 | E3A |  | 12.8 | E3A |  | 0 |  |  | 2.839 | E3A |  | 23.9 | E3A |  | 35 | E3A |  | 23.9 | E3A |  | 12.8 | E3A |  | 0 |  |  | 2.839 | E3A |  | 23.9 | E3A |  | 35 | E3A |  | 23.9 | E3A |  | 12.8 | E3A | S | S | OK | 0.72301 | 0.72 | OK | Parede Exterior | Paredes Exteriores | DIFF |  | Sample Window Assembly | E3A |  |  |  |  | Sample Window Assembly | E3A | [9 empty] | N | N | OK | 13.4731 | 13.47 | OK | Parede Exterior | Paredes Exteriores | DIFF |  | Sample Window Assembly | E3A |  |  |  |  | Sample Window Assembly | E3A | [9 empty] | E | E | OK | 1.2893 | 1.29 | OK | Parede Exterior | Paredes Exteriores | DIFF |  | Sample Window Assembly | E3A |  |  |  |  | Sample Window Assembly | E3A | [13 empty] | 0 |  |  | Default Wall Assembly | E3A |  | Sample Window Assembly | E3A |  |  |  |  | Sample Window Assembly | E3A | [13 empty] | 0 |  |  | Default Wall Assembly | E3A |  | Sample Window Assembly | E3A |  |  |  |  | Sample Window Assembly | E3A | [13 empty] | 0 |  |  | Default Wall Assembly | E3A |  | Sample Window Assembly | E3A |  |  |  |  | Sample Window Assembly | E3A | [13 empty] | 0 |  |  | Default Wall Assembly | E3A |  | Sample Window Assembly | E3A |  |  |  |  | Sample Window Assembly | E3A | [13 empty] | 0 |  |  | Default Wall Assembly | E3A |  | Sample Window Assembly | E3A |  |  |  |  | Sample Window Assembly | E3A | [13 empty] | 0 | [5 empty] | Default Roof Assembly | E3A | [10 empty] | 0 | [5 empty] | Default Roof Assembly | E3A | [10 empty] | 0 | [5 empty] | Default Roof Assembly | E3A | [10 empty] | 0 | [5 empty] | Default Roof Assembly | E3A
J03_001_Area_15 | J03_001_Area_15 | OK | 565.0045 | 565 | OK | 2.6 | 2.6 | OK | 200 | 200 | OK | 472 | 472 | OK | L/s | L/s | OK | 13 | 13 | OK | Office Work | Office Work | OK | 70 | 70 | OK | 45 | 45 | OK | Escritorio Ocup | Escritorio Ocup | OK |  | 0 |  | 6780 | 6780 | OK | Recessed Unvented | Recessed Unvented | OK | 1 | 1 | OK | Escritorio Ilum | Escritorio Ilum | OK | 15 | 15 | OK | Escritorio Equip | Escritorio Equip | OK |  | 0 |  |  | 0 |  |  | Sample Schedule | E3A |  | Sample Schedule | E3A | Air Change | Air Change | OK | 0.3 | 0.3 | OK | 0.3 | 0.3 | OK | 0.3 | 0.3 | OK | Floor Above Uncond Space | Floor Above Uncond Space | OK | 29.3219 | 29.32 | OK | 0.35 | 0.35 | OK |  | 0 |  |  | 0 |  |  | 0 |  |  | 0.568 | E3A |  | 0 |  |  | 0 |  |  | 23.9 | E3A | 35 | 35 | OK |  | 23.9 | E3A | 0 | 12.8 | E3A |  | 0 |  |  | 2.839 | E3A |  | 23.9 | E3A |  | 35 | E3A |  | 23.9 | E3A |  | 12.8 | E3A |  | 0 |  |  | 2.839 | E3A |  | 23.9 | E3A |  | 35 | E3A |  | 23.9 | E3A |  | 12.8 | E3A | S | S | OK | 79.7975 | 79.8 | OK | Parede Exterior | Paredes Exteriores | DIFF | V03_D03001Area_S | V03_D03001Area_S | OK | 5 | 5 | OK |  | Sample Window Assembly | E3A | [9 empty] | W | W | OK | 79.6561 | 79.66 | OK | Parede Exterior | Paredes Exteriores | DIFF | V03_D03001Area_W | V03_D03001Area_W | OK | 5 | 5 | OK |  | Sample Window Assembly | E3A | [9 empty] | N | N | OK | 65.231 | 65.23 | OK | Parede Exterior | Paredes Exteriores | DIFF | V03_D03001Area_N | V03_D03001Area_N | OK | 7 | 7 | OK |  | Sample Window Assembly | E3A | [9 empty] | E | E | OK | 23.8433 | 23.84 | OK | Parede Exterior | Paredes Exteriores | DIFF | V03_D03001Area_E | V03_D03001Area_E | OK | 2 | 2 | OK |  | Sample Window Assembly | E3A | [13 empty] | 0 |  |  | Default Wall Assembly | E3A |  | Sample Window Assembly | E3A |  |  |  |  | Sample Window Assembly | E3A | [13 empty] | 0 |  |  | Default Wall Assembly | E3A |  | Sample Window Assembly | E3A |  |  |  |  | Sample Window Assembly | E3A | [13 empty] | 0 |  |  | Default Wall Assembly | E3A |  | Sample Window Assembly | E3A |  |  |  |  | Sample Window Assembly | E3A | [13 empty] | 0 |  |  | Default Wall Assembly | E3A |  | Sample Window Assembly | E3A |  |  |  |  | Sample Window Assembly | E3A | [13 empty] | 0 | [5 empty] | Default Roof Assembly | E3A | [10 empty] | 0 | [5 empty] | Default Roof Assembly | E3A | [10 empty] | 0 | [5 empty] | Default Roof Assembly | E3A | [10 empty] | 0 | [5 empty] | Default Roof Assembly | E3A
J03_002_Caixa_de_escadas | J03_002_Caixa_de_escadas | OK | 20.191 | 20.19 | OK | 2.6 | 2.6 | OK | 200 | 200 | OK | 17 | 17 | OK | L/s | L/s | OK |  | 0 |  |  | Office Work | E3A |  | 0 |  |  | 0 |  | Escritorio Ocup | Escritorio Ocup | OK |  | 0 |  | 101 | 101 | OK | Recessed Unvented | Recessed Unvented | OK | 1 | 1 | OK | Escritorio Ilum | Escritorio Ilum | OK | 0 | 0 |  | Escritorio Equip | Escritorio Equip | OK |  | 0 |  |  | 0 |  |  | Sample Schedule | E3A |  | Sample Schedule | E3A | Air Change | Air Change | OK | 0.05 | 0.05 | OK | 0.05 | 0.05 | OK | 0.05 | 0.05 | OK |  | Floor Above Cond Space | E3A |  | 0 |  |  | 0.568 | E3A |  | 0 |  |  | 0 |  |  | 0 |  |  | 0.568 | E3A |  | 0 |  |  | 0 |  |  | 23.9 | E3A |  | 35 | E3A |  | 23.9 | E3A |  | 12.8 | E3A |  | 0 |  |  | 2.839 | E3A |  | 23.9 | E3A |  | 35 | E3A |  | 23.9 | E3A |  | 12.8 | E3A | 12.8 | 12.8 | OK | 0.5 | 0.5 | OK | 30.4 | 30.4 | OK | 31.7 | 31.7 | OK | 7.8 | 7.8 | OK | 4.8 | 4.8 | OK | E | E | OK | 13.0312 | 13.03 | OK | Parede Exterior | Paredes Exteriores | DIFF |  | Sample Window Assembly | E3A |  |  |  |  | Sample Window Assembly | E3A | [13 empty] | 0 |  |  | Default Wall Assembly | E3A |  | Sample Window Assembly | E3A |  |  |  |  | Sample Window Assembly | E3A | [13 empty] | 0 |  |  | Default Wall Assembly | E3A |  | Sample Window Assembly | E3A |  |  |  |  | Sample Window Assembly | E3A | [13 empty] | 0 |  |  | Default Wall Assembly | E3A |  | Sample Window Assembly | E3A |  |  |  |  | Sample Window Assembly | E3A | [13 empty] | 0 |  |  | Default Wall Assembly | E3A |  | Sample Window Assembly | E3A |  |  |  |  | Sample Window Assembly | E3A | [13 empty] | 0 |  |  | Default Wall Assembly | E3A |  | Sample Window Assembly | E3A |  |  |  |  | Sample Window Assembly | E3A | [13 empty] | 0 |  |  | Default Wall Assembly | E3A |  | Sample Window Assembly | E3A |  |  |  |  | Sample Window Assembly | E3A | [13 empty] | 0 |  |  | Default Wall Assembly | E3A |  | Sample Window Assembly | E3A |  |  |  |  | Sample Window Assembly | E3A | [13 empty] | 0 | [5 empty] | Default Roof Assembly | E3A | [10 empty] | 0 | [5 empty] | Default Roof Assembly | E3A | [10 empty] | 0 | [5 empty] | Default Roof Assembly | E3A | [10 empty] | 0 | [5 empty] | Default Roof Assembly | E3A
J03_003_Caixa_de_escadas | J03_003_Caixa_de_escadas | OK | 21.4131 | 21.41 | OK | 2.6 | 2.6 | OK | 200 | 200 | OK | 19 | 19 | OK | L/s | L/s | OK |  | 0 |  |  | Office Work | E3A |  | 0 |  |  | 0 |  | Escritorio Ocup | Escritorio Ocup | OK |  | 0 |  | 107 | 107 | OK | Recessed Unvented | Recessed Unvented | OK | 1 | 1 | OK | Escritorio Ilum | Escritorio Ilum | OK | 0 | 0 |  | Escritorio Equip | Escritorio Equip | OK |  | 0 |  |  | 0 |  |  | Sample Schedule | E3A |  | Sample Schedule | E3A | Air Change | Air Change | OK | 0.05 | 0.05 | OK | 0.05 | 0.05 | OK | 0.05 | 0.05 | OK |  | Floor Above Cond Space | E3A |  | 0 |  |  | 0.568 | E3A |  | 0 |  |  | 0 |  |  | 0 |  |  | 0.568 | E3A |  | 0 |  |  | 0 |  |  | 23.9 | E3A |  | 35 | E3A |  | 23.9 | E3A |  | 12.8 | E3A |  | 0 |  |  | 2.839 | E3A |  | 23.9 | E3A |  | 35 | E3A |  | 23.9 | E3A |  | 12.8 | E3A | 6 | 6 | OK | 0.5 | 0.5 | OK | 30.4 | 30.4 | OK | 31.7 | 31.7 | OK | 7.8 | 7.8 | OK | 4.8 | 4.8 | OK | S | S | OK | 3.9961 | 4 | OK | Parede Exterior | Paredes Exteriores | DIFF |  | Sample Window Assembly | E3A |  |  |  |  | Sample Window Assembly | E3A | [9 empty] | E | E | OK | 8.5803 | 8.58 | OK | Parede Exterior | Paredes Exteriores | DIFF |  | Sample Window Assembly | E3A |  |  |  |  | Sample Window Assembly | E3A | [13 empty] | 0 |  |  | Default Wall Assembly | E3A |  | Sample Window Assembly | E3A |  |  |  |  | Sample Window Assembly | E3A | [13 empty] | 0 |  |  | Default Wall Assembly | E3A |  | Sample Window Assembly | E3A |  |  |  |  | Sample Window Assembly | E3A | [13 empty] | 0 |  |  | Default Wall Assembly | E3A |  | Sample Window Assembly | E3A |  |  |  |  | Sample Window Assembly | E3A | [13 empty] | 0 |  |  | Default Wall Assembly | E3A |  | Sample Window Assembly | E3A |  |  |  |  | Sample Window Assembly | E3A | [13 empty] | 0 |  |  | Default Wall Assembly | E3A |  | Sample Window Assembly | E3A |  |  |  |  | Sample Window Assembly | E3A | [13 empty] | 0 |  |  | Default Wall Assembly | E3A |  | Sample Window Assembly | E3A |  |  |  |  | Sample Window Assembly | E3A | [13 empty] | 0 | [5 empty] | Default Roof Assembly | E3A | [10 empty] | 0 | [5 empty] | Default Roof Assembly | E3A | [10 empty] | 0 | [5 empty] | Default Roof Assembly | E3A | [10 empty] | 0 | [5 empty] | Default Roof Assembly | E3A
J03_004_Circulacao | J03_004_Circulacao | OK | 18.743 | 18.74 | OK | 2.6 | 2.6 | OK | 200 | 200 | OK | 16 | 16 | OK | L/s | L/s | OK |  | 0 |  |  | Office Work | E3A |  | 0 |  |  | 0 |  | Escritorio Ocup | Escritorio Ocup | OK |  | 0 |  | 150 | 150 | OK | Recessed Unvented | Recessed Unvented | OK | 1 | 1 | OK | Escritorio Ilum | Escritorio Ilum | OK | 0 | 0 |  | Escritorio Equip | Escritorio Equip | OK |  | 0 |  |  | 0 |  |  | Sample Schedule | E3A |  | Sample Schedule | E3A | Air Change | Air Change | OK | 0.05 | 0.05 | OK | 0.05 | 0.05 | OK | 0.05 | 0.05 | OK |  | Floor Above Cond Space | E3A |  | 0 |  |  | 0.568 | E3A |  | 0 |  |  | 0 |  |  | 0 |  |  | 0.568 | E3A |  | 0 |  |  | 0 |  |  | 23.9 | E3A |  | 35 | E3A |  | 23.9 | E3A |  | 12.8 | E3A |  | 0 |  |  | 2.839 | E3A |  | 23.9 | E3A |  | 35 | E3A |  | 23.9 | E3A |  | 12.8 | E3A | 17.4 | 17.4 | OK | 0.5 | 0.5 | OK | 30.4 | 30.4 | OK | 31.7 | 31.7 | OK | 7.8 | 7.8 | OK | 4.8 | 4.8 | OK |  |  |  |  | 0 |  |  | Default Wall Assembly | E3A |  | Sample Window Assembly | E3A |  |  |  |  | Sample Window Assembly | E3A | [13 empty] | 0 |  |  | Default Wall Assembly | E3A |  | Sample Window Assembly | E3A |  |  |  |  | Sample Window Assembly | E3A | [13 empty] | 0 |  |  | Default Wall Assembly | E3A |  | Sample Window Assembly | E3A |  |  |  |  | Sample Window Assembly | E3A | [13 empty] | 0 |  |  | Default Wall Assembly | E3A |  | Sample Window Assembly | E3A |  |  |  |  | Sample Window Assembly | E3A | [13 empty] | 0 |  |  | Default Wall Assembly | E3A |  | Sample Window Assembly | E3A |  |  |  |  | Sample Window Assembly | E3A | [13 empty] | 0 |  |  | Default Wall Assembly | E3A |  | Sample Window Assembly | E3A |  |  |  |  | Sample Window Assembly | E3A | [13 empty] | 0 |  |  | Default Wall Assembly | E3A |  | Sample Window Assembly | E3A |  |  |  |  | Sample Window Assembly | E3A | [13 empty] | 0 |  |  | Default Wall Assembly | E3A |  | Sample Window Assembly | E3A |  |  |  |  | Sample Window Assembly | E3A | [13 empty] | 0 | [5 empty] | Default Roof Assembly | E3A | [10 empty] | 0 | [5 empty] | Default Roof Assembly | E3A | [10 empty] | 0 | [5 empty] | Default Roof Assembly | E3A | [10 empty] | 0 | [5 empty] | Default Roof Assembly | E3A
J03_005_IS | J03_005_IS | OK | 15.1701 | 15.17 | OK | 2.6 | 2.6 | OK | 200 | 200 | OK | 13 | 13 | OK | L/s | L/s | OK |  | 0 |  |  | Office Work | E3A |  | 0 |  |  | 0 |  | Escritorio Ocup | Escritorio Ocup | OK |  | 0 |  | 121 | 121 | OK | Recessed Unvented | Recessed Unvented | OK | 1 | 1 | OK | Escritorio Ilum | Escritorio Ilum | OK | 5 | 5 | OK | Escritorio Equip | Escritorio Equip | OK |  | 0 |  |  | 0 |  |  | Sample Schedule | E3A |  | Sample Schedule | E3A | Air Change | Air Change | OK | 0.05 | 0.05 | OK | 0.05 | 0.05 | OK | 0.05 | 0.05 | OK |  | Floor Above Cond Space | E3A |  | 0 |  |  | 0.568 | E3A |  | 0 |  |  | 0 |  |  | 0 |  |  | 0.568 | E3A |  | 0 |  |  | 0 |  |  | 23.9 | E3A |  | 35 | E3A |  | 23.9 | E3A |  | 12.8 | E3A |  | 0 |  |  | 2.839 | E3A |  | 23.9 | E3A |  | 35 | E3A |  | 23.9 | E3A |  | 12.8 | E3A | 2.2 | 2.2 | OK | 0.5 | 0.5 | OK | 30.4 | 30.4 | OK | 31.7 | 31.7 | OK | 7.8 | 7.8 | OK | 4.8 | 4.8 | OK |  |  |  |  | 0 |  |  | Default Wall Assembly | E3A |  | Sample Window Assembly | E3A |  |  |  |  | Sample Window Assembly | E3A | [13 empty] | 0 |  |  | Default Wall Assembly | E3A |  | Sample Window Assembly | E3A |  |  |  |  | Sample Window Assembly | E3A | [13 empty] | 0 |  |  | Default Wall Assembly | E3A |  | Sample Window Assembly | E3A |  |  |  |  | Sample Window Assembly | E3A | [13 empty] | 0 |  |  | Default Wall Assembly | E3A |  | Sample Window Assembly | E3A |  |  |  |  | Sample Window Assembly | E3A | [13 empty] | 0 |  |  | Default Wall Assembly | E3A |  | Sample Window Assembly | E3A |  |  |  |  | Sample Window Assembly | E3A | [13 empty] | 0 |  |  | Default Wall Assembly | E3A |  | Sample Window Assembly | E3A |  |  |  |  | Sample Window Assembly | E3A | [13 empty] | 0 |  |  | Default Wall Assembly | E3A |  | Sample Window Assembly | E3A |  |  |  |  | Sample Window Assembly | E3A | [13 empty] | 0 |  |  | Default Wall Assembly | E3A |  | Sample Window Assembly | E3A |  |  |  |  | Sample Window Assembly | E3A | [13 empty] | 0 | [5 empty] | Default Roof Assembly | E3A | [10 empty] | 0 | [5 empty] | Default Roof Assembly | E3A | [10 empty] | 0 | [5 empty] | Default Roof Assembly | E3A | [10 empty] | 0 | [5 empty] | Default Roof Assembly | E3A
J03_006_Zonas_tecnicas_E | J03_006_Zonas_tecnicas_E | OK | 25.606 | 25.61 | OK | 2.6 | 2.6 | OK | 200 | 200 | OK | 22 | 22 | OK | L/s | L/s | OK |  | 0 |  |  | Office Work | E3A |  | 0 |  |  | 0 |  | Sample Schedule | Sample Schedule | OK |  | 0 |  | 128 | 128 | OK | Recessed Unvented | Recessed Unvented | OK | 1 | 1 | OK | Sample Schedule | Sample Schedule | OK | 5 | 5 | OK | Sample Schedule | Sample Schedule | OK |  | 0 |  |  | 0 |  |  | Sample Schedule | E3A |  | Sample Schedule | E3A | Air Change | Air Change | OK | 0.05 | 0.05 | OK | 0.05 | 0.05 | OK | 0.05 | 0.05 | OK |  | Floor Above Cond Space | E3A |  | 0 |  |  | 0.568 | E3A |  | 0 |  |  | 0 |  |  | 0 |  |  | 0.568 | E3A |  | 0 |  |  | 0 |  |  | 23.9 | E3A |  | 35 | E3A |  | 23.9 | E3A |  | 12.8 | E3A |  | 0 |  |  | 2.839 | E3A |  | 23.9 | E3A |  | 35 | E3A |  | 23.9 | E3A |  | 12.8 | E3A |  | 0 |  |  | 2.839 | E3A |  | 23.9 | E3A |  | 35 | E3A |  | 23.9 | E3A |  | 12.8 | E3A |  |  |  |  | 0 |  |  | Default Wall Assembly | E3A |  | Sample Window Assembly | E3A |  |  |  |  | Sample Window Assembly | E3A | [13 empty] | 0 |  |  | Default Wall Assembly | E3A |  | Sample Window Assembly | E3A |  |  |  |  | Sample Window Assembly | E3A | [13 empty] | 0 |  |  | Default Wall Assembly | E3A |  | Sample Window Assembly | E3A |  |  |  |  | Sample Window Assembly | E3A | [13 empty] | 0 |  |  | Default Wall Assembly | E3A |  | Sample Window Assembly | E3A |  |  |  |  | Sample Window Assembly | E3A | [13 empty] | 0 |  |  | Default Wall Assembly | E3A |  | Sample Window Assembly | E3A |  |  |  |  | Sample Window Assembly | E3A | [13 empty] | 0 |  |  | Default Wall Assembly | E3A |  | Sample Window Assembly | E3A |  |  |  |  | Sample Window Assembly | E3A | [13 empty] | 0 |  |  | Default Wall Assembly | E3A |  | Sample Window Assembly | E3A |  |  |  |  | Sample Window Assembly | E3A | [13 empty] | 0 |  |  | Default Wall Assembly | E3A |  | Sample Window Assembly | E3A |  |  |  |  | Sample Window Assembly | E3A | [13 empty] | 0 | [5 empty] | Default Roof Assembly | E3A | [10 empty] | 0 | [5 empty] | Default Roof Assembly | E3A | [10 empty] | 0 | [5 empty] | Default Roof Assembly | E3A | [10 empty] | 0 | [5 empty] | Default Roof Assembly | E3A
J03_007_Copa | J03_007_Copa | OK | 9.2226 | 9.22 | OK | 2.6 | 2.6 | OK | 200 | 200 | OK | 8 | 8 | OK | L/s | L/s | OK |  | 0 |  |  | Office Work | E3A |  | 0 |  |  | 0 |  | Escritorio Ocup | Escritorio Ocup | OK |  | 0 |  | 92 | 92 | OK | Recessed Unvented | Recessed Unvented | OK | 1 | 1 | OK | Escritorio Ilum | Escritorio Ilum | OK | 20 | 20 | OK | Escritorio Equip | Escritorio Equip | OK |  | 0 |  |  | 0 |  |  | Sample Schedule | E3A |  | Sample Schedule | E3A | Air Change | Air Change | OK | 0.05 | 0.05 | OK | 0.05 | 0.05 | OK | 0.05 | 0.05 | OK |  | Floor Above Cond Space | E3A |  | 0 |  |  | 0.568 | E3A |  | 0 |  |  | 0 |  |  | 0 |  |  | 0.568 | E3A |  | 0 |  |  | 0 |  |  | 23.9 | E3A |  | 35 | E3A |  | 23.9 | E3A |  | 12.8 | E3A |  | 0 |  |  | 2.839 | E3A |  | 23.9 | E3A |  | 35 | E3A |  | 23.9 | E3A |  | 12.8 | E3A |  | 0 |  |  | 2.839 | E3A |  | 23.9 | E3A |  | 35 | E3A |  | 23.9 | E3A |  | 12.8 | E3A | N | N | OK | 13.4731 | 13.47 | OK | Parede Exterior | Paredes Exteriores | DIFF |  | Sample Window Assembly | E3A |  |  |  |  | Sample Window Assembly | E3A | [9 empty] | E | E | OK | 1.2893 | 1.29 | OK | Parede Exterior | Paredes Exteriores | DIFF |  | Sample Window Assembly | E3A |  |  |  |  | Sample Window Assembly | E3A | [13 empty] | 0 |  |  | Default Wall Assembly | E3A |  | Sample Window Assembly | E3A |  |  |  |  | Sample Window Assembly | E3A | [13 empty] | 0 |  |  | Default Wall Assembly | E3A |  | Sample Window Assembly | E3A |  |  |  |  | Sample Window Assembly | E3A | [13 empty] | 0 |  |  | Default Wall Assembly | E3A |  | Sample Window Assembly | E3A |  |  |  |  | Sample Window Assembly | E3A | [13 empty] | 0 |  |  | Default Wall Assembly | E3A |  | Sample Window Assembly | E3A |  |  |  |  | Sample Window Assembly | E3A | [13 empty] | 0 |  |  | Default Wall Assembly | E3A |  | Sample Window Assembly | E3A |  |  |  |  | Sample Window Assembly | E3A | [13 empty] | 0 |  |  | Default Wall Assembly | E3A |  | Sample Window Assembly | E3A |  |  |  |  | Sample Window Assembly | E3A | [13 empty] | 0 | [5 empty] | Default Roof Assembly | E3A | [10 empty] | 0 | [5 empty] | Default Roof Assembly | E3A | [10 empty] | 0 | [5 empty] | Default Roof Assembly | E3A | [10 empty] | 0 | [5 empty] | Default Roof Assembly | E3A
K04_001_Area_15 | K04_001_Area_15 | OK | 565.0045 | 565 | OK | 2.6 | 2.6 | OK | 200 | 200 | OK | 472 | 472 | OK | L/s | L/s | OK | 13 | 13 | OK | Office Work | Office Work | OK | 70 | 70 | OK | 45 | 45 | OK | Escritorio Ocup | Escritorio Ocup | OK |  | 0 |  | 6780 | 6780 | OK | Recessed Unvented | Recessed Unvented | OK | 1 | 1 | OK | Escritorio Ilum | Escritorio Ilum | OK | 15 | 15 | OK | Escritorio Equip | Escritorio Equip | OK |  | 0 |  |  | 0 |  |  | Sample Schedule | E3A |  | Sample Schedule | E3A | Air Change | Air Change | OK | 0.3 | 0.3 | OK | 0.3 | 0.3 | OK | 0.3 | 0.3 | OK |  | Floor Above Cond Space | E3A |  | 0 |  |  | 0.568 | E3A |  | 0 |  |  | 0 |  |  | 0 |  |  | 0.568 | E3A |  | 0 |  |  | 0 |  |  | 23.9 | E3A |  | 35 | E3A |  | 23.9 | E3A |  | 12.8 | E3A |  | 0 |  |  | 2.839 | E3A |  | 23.9 | E3A |  | 35 | E3A |  | 23.9 | E3A |  | 12.8 | E3A |  | 0 |  |  | 2.839 | E3A |  | 23.9 | E3A |  | 35 | E3A |  | 23.9 | E3A |  | 12.8 | E3A | S | S | OK | 79.7975 | 79.8 | OK | Parede Exterior | Paredes Exteriores | DIFF | V04_E04001Area_S | V04_E04001Area_S | OK | 5 | 5 | OK |  | Sample Window Assembly | E3A | [9 empty] | W | W | OK | 79.6561 | 79.66 | OK | Parede Exterior | Paredes Exteriores | DIFF | V04_E04001Area_W | V04_E04001Area_W | OK | 5 | 5 | OK |  | Sample Window Assembly | E3A | [9 empty] | N | N | OK | 65.231 | 65.23 | OK | Parede Exterior | Paredes Exteriores | DIFF | V04_E04001Area_N | V04_E04001Area_N | OK | 7 | 7 | OK |  | Sample Window Assembly | E3A | [9 empty] | E | E | OK | 23.3135 | 23.31 | OK | Parede Exterior | Paredes Exteriores | DIFF | V04_E04001Area_E | V04_E04001Area_E | OK | 2 | 2 | OK |  | Sample Window Assembly | E3A | [13 empty] | 0 |  |  | Default Wall Assembly | E3A |  | Sample Window Assembly | E3A |  |  |  |  | Sample Window Assembly | E3A | [13 empty] | 0 |  |  | Default Wall Assembly | E3A |  | Sample Window Assembly | E3A |  |  |  |  | Sample Window Assembly | E3A | [13 empty] | 0 |  |  | Default Wall Assembly | E3A |  | Sample Window Assembly | E3A |  |  |  |  | Sample Window Assembly | E3A | [13 empty] | 0 |  |  | Default Wall Assembly | E3A |  | Sample Window Assembly | E3A |  |  |  |  | Sample Window Assembly | E3A | [13 empty] | 0 | [5 empty] | Default Roof Assembly | E3A | [10 empty] | 0 | [5 empty] | Default Roof Assembly | E3A | [10 empty] | 0 | [5 empty] | Default Roof Assembly | E3A | [10 empty] | 0 | [5 empty] | Default Roof Assembly | E3A
K04_002_Caixa_de_escadas | K04_002_Caixa_de_escadas | OK | 20.191 | 20.19 | OK | 2.6 | 2.6 | OK | 200 | 200 | OK | 17 | 17 | OK | L/s | L/s | OK |  | 0 |  |  | Office Work | E3A |  | 0 |  |  | 0 |  | Escritorio Ocup | Escritorio Ocup | OK |  | 0 |  | 101 | 101 | OK | Recessed Unvented | Recessed Unvented | OK | 1 | 1 | OK | Escritorio Ilum | Escritorio Ilum | OK | 0 | 0 |  | Escritorio Equip | Escritorio Equip | OK |  | 0 |  |  | 0 |  |  | Sample Schedule | E3A |  | Sample Schedule | E3A | Air Change | Air Change | OK | 0.05 | 0.05 | OK | 0.05 | 0.05 | OK | 0.05 | 0.05 | OK |  | Floor Above Cond Space | E3A |  | 0 |  |  | 0.568 | E3A |  | 0 |  |  | 0 |  |  | 0 |  |  | 0.568 | E3A |  | 0 |  |  | 0 |  |  | 23.9 | E3A |  | 35 | E3A |  | 23.9 | E3A |  | 12.8 | E3A |  | 0 |  |  | 2.839 | E3A |  | 23.9 | E3A |  | 35 | E3A |  | 23.9 | E3A |  | 12.8 | E3A | 12.8 | 12.8 | OK | 0.5 | 0.5 | OK | 30.4 | 30.4 | OK | 31.7 | 31.7 | OK | 7.8 | 7.8 | OK | 4.8 | 4.8 | OK | E | E | OK | 13.0312 | 13.03 | OK | Parede Exterior | Paredes Exteriores | DIFF |  | Sample Window Assembly | E3A |  |  |  |  | Sample Window Assembly | E3A | [13 empty] | 0 |  |  | Default Wall Assembly | E3A |  | Sample Window Assembly | E3A |  |  |  |  | Sample Window Assembly | E3A | [13 empty] | 0 |  |  | Default Wall Assembly | E3A |  | Sample Window Assembly | E3A |  |  |  |  | Sample Window Assembly | E3A | [13 empty] | 0 |  |  | Default Wall Assembly | E3A |  | Sample Window Assembly | E3A |  |  |  |  | Sample Window Assembly | E3A | [13 empty] | 0 |  |  | Default Wall Assembly | E3A |  | Sample Window Assembly | E3A |  |  |  |  | Sample Window Assembly | E3A | [13 empty] | 0 |  |  | Default Wall Assembly | E3A |  | Sample Window Assembly | E3A |  |  |  |  | Sample Window Assembly | E3A | [13 empty] | 0 |  |  | Default Wall Assembly | E3A |  | Sample Window Assembly | E3A |  |  |  |  | Sample Window Assembly | E3A | [13 empty] | 0 |  |  | Default Wall Assembly | E3A |  | Sample Window Assembly | E3A |  |  |  |  | Sample Window Assembly | E3A | [13 empty] | 0 | [5 empty] | Default Roof Assembly | E3A | [10 empty] | 0 | [5 empty] | Default Roof Assembly | E3A | [10 empty] | 0 | [5 empty] | Default Roof Assembly | E3A | [10 empty] | 0 | [5 empty] | Default Roof Assembly | E3A
K04_003_Caixa_de_escadas | K04_003_Caixa_de_escadas | OK | 21.4131 | 21.41 | OK | 2.6 | 2.6 | OK | 200 | 200 | OK | 19 | 19 | OK | L/s | L/s | OK |  | 0 |  |  | Office Work | E3A |  | 0 |  |  | 0 |  | Escritorio Ocup | Escritorio Ocup | OK |  | 0 |  | 107 | 107 | OK | Recessed Unvented | Recessed Unvented | OK | 1 | 1 | OK | Escritorio Ilum | Escritorio Ilum | OK | 0 | 0 |  | Escritorio Equip | Escritorio Equip | OK |  | 0 |  |  | 0 |  |  | Sample Schedule | E3A |  | Sample Schedule | E3A | Air Change | Air Change | OK | 0.05 | 0.05 | OK | 0.05 | 0.05 | OK | 0.05 | 0.05 | OK |  | Floor Above Cond Space | E3A |  | 0 |  |  | 0.568 | E3A |  | 0 |  |  | 0 |  |  | 0 |  |  | 0.568 | E3A |  | 0 |  |  | 0 |  |  | 23.9 | E3A |  | 35 | E3A |  | 23.9 | E3A |  | 12.8 | E3A |  | 0 |  |  | 2.839 | E3A |  | 23.9 | E3A |  | 35 | E3A |  | 23.9 | E3A |  | 12.8 | E3A | 6 | 6 | OK | 0.5 | 0.5 | OK | 30.4 | 30.4 | OK | 31.7 | 31.7 | OK | 7.8 | 7.8 | OK | 4.8 | 4.8 | OK | S | S | OK | 4.0563 | 4.06 | OK | Parede Exterior | Paredes Exteriores | DIFF |  | Sample Window Assembly | E3A |  |  |  |  | Sample Window Assembly | E3A | [9 empty] | E | E | OK | 8.5803 | 8.58 | OK | Parede Exterior | Paredes Exteriores | DIFF |  | Sample Window Assembly | E3A |  |  |  |  | Sample Window Assembly | E3A | [13 empty] | 0 |  |  | Default Wall Assembly | E3A |  | Sample Window Assembly | E3A |  |  |  |  | Sample Window Assembly | E3A | [13 empty] | 0 |  |  | Default Wall Assembly | E3A |  | Sample Window Assembly | E3A |  |  |  |  | Sample Window Assembly | E3A | [13 empty] | 0 |  |  | Default Wall Assembly | E3A |  | Sample Window Assembly | E3A |  |  |  |  | Sample Window Assembly | E3A | [13 empty] | 0 |  |  | Default Wall Assembly | E3A |  | Sample Window Assembly | E3A |  |  |  |  | Sample Window Assembly | E3A | [13 empty] | 0 |  |  | Default Wall Assembly | E3A |  | Sample Window Assembly | E3A |  |  |  |  | Sample Window Assembly | E3A | [13 empty] | 0 |  |  | Default Wall Assembly | E3A |  | Sample Window Assembly | E3A |  |  |  |  | Sample Window Assembly | E3A | [13 empty] | 0 | [5 empty] | Default Roof Assembly | E3A | [10 empty] | 0 | [5 empty] | Default Roof Assembly | E3A | [10 empty] | 0 | [5 empty] | Default Roof Assembly | E3A | [10 empty] | 0 | [5 empty] | Default Roof Assembly | E3A
K04_004_Circulacao | K04_004_Circulacao | OK | 18.743 | 18.74 | OK | 2.6 | 2.6 | OK | 200 | 200 | OK | 16 | 16 | OK | L/s | L/s | OK |  | 0 |  |  | Office Work | E3A |  | 0 |  |  | 0 |  | Escritorio Ocup | Escritorio Ocup | OK |  | 0 |  | 150 | 150 | OK | Recessed Unvented | Recessed Unvented | OK | 1 | 1 | OK | Escritorio Ilum | Escritorio Ilum | OK | 0 | 0 |  | Escritorio Equip | Escritorio Equip | OK |  | 0 |  |  | 0 |  |  | Sample Schedule | E3A |  | Sample Schedule | E3A | Air Change | Air Change | OK | 0.05 | 0.05 | OK | 0.05 | 0.05 | OK | 0.05 | 0.05 | OK |  | Floor Above Cond Space | E3A |  | 0 |  |  | 0.568 | E3A |  | 0 |  |  | 0 |  |  | 0 |  |  | 0.568 | E3A |  | 0 |  |  | 0 |  |  | 23.9 | E3A |  | 35 | E3A |  | 23.9 | E3A |  | 12.8 | E3A |  | 0 |  |  | 2.839 | E3A |  | 23.9 | E3A |  | 35 | E3A |  | 23.9 | E3A |  | 12.8 | E3A | 17.4 | 17.4 | OK | 0.5 | 0.5 | OK | 30.4 | 30.4 | OK | 31.7 | 31.7 | OK | 7.8 | 7.8 | OK | 4.8 | 4.8 | OK |  |  |  |  | 0 |  |  | Default Wall Assembly | E3A |  | Sample Window Assembly | E3A |  |  |  |  | Sample Window Assembly | E3A | [13 empty] | 0 |  |  | Default Wall Assembly | E3A |  | Sample Window Assembly | E3A |  |  |  |  | Sample Window Assembly | E3A | [13 empty] | 0 |  |  | Default Wall Assembly | E3A |  | Sample Window Assembly | E3A |  |  |  |  | Sample Window Assembly | E3A | [13 empty] | 0 |  |  | Default Wall Assembly | E3A |  | Sample Window Assembly | E3A |  |  |  |  | Sample Window Assembly | E3A | [13 empty] | 0 |  |  | Default Wall Assembly | E3A |  | Sample Window Assembly | E3A |  |  |  |  | Sample Window Assembly | E3A | [13 empty] | 0 |  |  | Default Wall Assembly | E3A |  | Sample Window Assembly | E3A |  |  |  |  | Sample Window Assembly | E3A | [13 empty] | 0 |  |  | Default Wall Assembly | E3A |  | Sample Window Assembly | E3A |  |  |  |  | Sample Window Assembly | E3A | [13 empty] | 0 |  |  | Default Wall Assembly | E3A |  | Sample Window Assembly | E3A |  |  |  |  | Sample Window Assembly | E3A | [13 empty] | 0 | [5 empty] | Default Roof Assembly | E3A | [10 empty] | 0 | [5 empty] | Default Roof Assembly | E3A | [10 empty] | 0 | [5 empty] | Default Roof Assembly | E3A | [10 empty] | 0 | [5 empty] | Default Roof Assembly | E3A
K04_005_IS | K04_005_IS | OK | 15.1701 | 15.17 | OK | 2.6 | 2.6 | OK | 200 | 200 | OK | 13 | 13 | OK | L/s | L/s | OK |  | 0 |  |  | Office Work | E3A |  | 0 |  |  | 0 |  | Escritorio Ocup | Escritorio Ocup | OK |  | 0 |  | 121 | 121 | OK | Recessed Unvented | Recessed Unvented | OK | 1 | 1 | OK | Escritorio Ilum | Escritorio Ilum | OK | 5 | 5 | OK | Escritorio Equip | Escritorio Equip | OK |  | 0 |  |  | 0 |  |  | Sample Schedule | E3A |  | Sample Schedule | E3A | Air Change | Air Change | OK | 0.05 | 0.05 | OK | 0.05 | 0.05 | OK | 0.05 | 0.05 | OK |  | Floor Above Cond Space | E3A |  | 0 |  |  | 0.568 | E3A |  | 0 |  |  | 0 |  |  | 0 |  |  | 0.568 | E3A |  | 0 |  |  | 0 |  |  | 23.9 | E3A |  | 35 | E3A |  | 23.9 | E3A |  | 12.8 | E3A |  | 0 |  |  | 2.839 | E3A |  | 23.9 | E3A |  | 35 | E3A |  | 23.9 | E3A |  | 12.8 | E3A | 2.2 | 2.2 | OK | 0.5 | 0.5 | OK | 30.4 | 30.4 | OK | 31.7 | 31.7 | OK | 7.8 | 7.8 | OK | 4.8 | 4.8 | OK |  |  |  |  | 0 |  |  | Default Wall Assembly | E3A |  | Sample Window Assembly | E3A |  |  |  |  | Sample Window Assembly | E3A | [13 empty] | 0 |  |  | Default Wall Assembly | E3A |  | Sample Window Assembly | E3A |  |  |  |  | Sample Window Assembly | E3A | [13 empty] | 0 |  |  | Default Wall Assembly | E3A |  | Sample Window Assembly | E3A |  |  |  |  | Sample Window Assembly | E3A | [13 empty] | 0 |  |  | Default Wall Assembly | E3A |  | Sample Window Assembly | E3A |  |  |  |  | Sample Window Assembly | E3A | [13 empty] | 0 |  |  | Default Wall Assembly | E3A |  | Sample Window Assembly | E3A |  |  |  |  | Sample Window Assembly | E3A | [13 empty] | 0 |  |  | Default Wall Assembly | E3A |  | Sample Window Assembly | E3A |  |  |  |  | Sample Window Assembly | E3A | [13 empty] | 0 |  |  | Default Wall Assembly | E3A |  | Sample Window Assembly | E3A |  |  |  |  | Sample Window Assembly | E3A | [13 empty] | 0 |  |  | Default Wall Assembly | E3A |  | Sample Window Assembly | E3A |  |  |  |  | Sample Window Assembly | E3A | [13 empty] | 0 | [5 empty] | Default Roof Assembly | E3A | [10 empty] | 0 | [5 empty] | Default Roof Assembly | E3A | [10 empty] | 0 | [5 empty] | Default Roof Assembly | E3A | [10 empty] | 0 | [5 empty] | Default Roof Assembly | E3A
K04_006_Zonas_tecnicas_E | K04_006_Zonas_tecnicas_E | OK | 25.606 | 25.61 | OK | 2.6 | 2.6 | OK | 200 | 200 | OK | 22 | 22 | OK | L/s | L/s | OK |  | 0 |  |  | Office Work | E3A |  | 0 |  |  | 0 |  | Sample Schedule | Sample Schedule | OK |  | 0 |  | 128 | 128 | OK | Recessed Unvented | Recessed Unvented | OK | 1 | 1 | OK | Sample Schedule | Sample Schedule | OK | 5 | 5 | OK | Sample Schedule | Sample Schedule | OK |  | 0 |  |  | 0 |  |  | Sample Schedule | E3A |  | Sample Schedule | E3A | Air Change | Air Change | OK | 0.05 | 0.05 | OK | 0.05 | 0.05 | OK | 0.05 | 0.05 | OK |  | Floor Above Cond Space | E3A |  | 0 |  |  | 0.568 | E3A |  | 0 |  |  | 0 |  |  | 0 |  |  | 0.568 | E3A |  | 0 |  |  | 0 |  |  | 23.9 | E3A |  | 35 | E3A |  | 23.9 | E3A |  | 12.8 | E3A |  | 0 |  |  | 2.839 | E3A |  | 23.9 | E3A |  | 35 | E3A |  | 23.9 | E3A |  | 12.8 | E3A |  | 0 |  |  | 2.839 | E3A |  | 23.9 | E3A |  | 35 | E3A |  | 23.9 | E3A |  | 12.8 | E3A |  |  |  |  | 0 |  |  | Default Wall Assembly | E3A |  | Sample Window Assembly | E3A |  |  |  |  | Sample Window Assembly | E3A | [13 empty] | 0 |  |  | Default Wall Assembly | E3A |  | Sample Window Assembly | E3A |  |  |  |  | Sample Window Assembly | E3A | [13 empty] | 0 |  |  | Default Wall Assembly | E3A |  | Sample Window Assembly | E3A |  |  |  |  | Sample Window Assembly | E3A | [13 empty] | 0 |  |  | Default Wall Assembly | E3A |  | Sample Window Assembly | E3A |  |  |  |  | Sample Window Assembly | E3A | [13 empty] | 0 |  |  | Default Wall Assembly | E3A |  | Sample Window Assembly | E3A |  |  |  |  | Sample Window Assembly | E3A | [13 empty] | 0 |  |  | Default Wall Assembly | E3A |  | Sample Window Assembly | E3A |  |  |  |  | Sample Window Assembly | E3A | [13 empty] | 0 |  |  | Default Wall Assembly | E3A |  | Sample Window Assembly | E3A |  |  |  |  | Sample Window Assembly | E3A | [13 empty] | 0 |  |  | Default Wall Assembly | E3A |  | Sample Window Assembly | E3A |  |  |  |  | Sample Window Assembly | E3A | [13 empty] | 0 | [5 empty] | Default Roof Assembly | E3A | [10 empty] | 0 | [5 empty] | Default Roof Assembly | E3A | [10 empty] | 0 | [5 empty] | Default Roof Assembly | E3A | [10 empty] | 0 | [5 empty] | Default Roof Assembly | E3A
K04_007_Copa | K04_007_Copa | OK | 9.2226 | 9.22 | OK | 2.6 | 2.6 | OK | 200 | 200 | OK | 8 | 8 | OK | L/s | L/s | OK |  | 0 |  |  | Office Work | E3A |  | 0 |  |  | 0 |  | Escritorio Ocup | Escritorio Ocup | OK |  | 0 |  | 92 | 92 | OK | Recessed Unvented | Recessed Unvented | OK | 1 | 1 | OK | Escritorio Ilum | Escritorio Ilum | OK | 20 | 20 | OK | Escritorio Equip | Escritorio Equip | OK |  | 0 |  |  | 0 |  |  | Sample Schedule | E3A |  | Sample Schedule | E3A | Air Change | Air Change | OK | 0.05 | 0.05 | OK | 0.05 | 0.05 | OK | 0.05 | 0.05 | OK |  | Floor Above Cond Space | E3A |  | 0 |  |  | 0.568 | E3A |  | 0 |  |  | 0 |  |  | 0 |  |  | 0.568 | E3A |  | 0 |  |  | 0 |  |  | 23.9 | E3A |  | 35 | E3A |  | 23.9 | E3A |  | 12.8 | E3A |  | 0 |  |  | 2.839 | E3A |  | 23.9 | E3A |  | 35 | E3A |  | 23.9 | E3A |  | 12.8 | E3A |  | 0 |  |  | 2.839 | E3A |  | 23.9 | E3A |  | 35 | E3A |  | 23.9 | E3A |  | 12.8 | E3A | N | N | OK | 13.4731 | 13.47 | OK | Parede Exterior | Paredes Exteriores | DIFF |  | Sample Window Assembly | E3A |  |  |  |  | Sample Window Assembly | E3A | [9 empty] | E | E | OK | 1.2893 | 1.29 | OK | Parede Exterior | Paredes Exteriores | DIFF |  | Sample Window Assembly | E3A |  |  |  |  | Sample Window Assembly | E3A | [13 empty] | 0 |  |  | Default Wall Assembly | E3A |  | Sample Window Assembly | E3A |  |  |  |  | Sample Window Assembly | E3A | [13 empty] | 0 |  |  | Default Wall Assembly | E3A |  | Sample Window Assembly | E3A |  |  |  |  | Sample Window Assembly | E3A | [13 empty] | 0 |  |  | Default Wall Assembly | E3A |  | Sample Window Assembly | E3A |  |  |  |  | Sample Window Assembly | E3A | [13 empty] | 0 |  |  | Default Wall Assembly | E3A |  | Sample Window Assembly | E3A |  |  |  |  | Sample Window Assembly | E3A | [13 empty] | 0 |  |  | Default Wall Assembly | E3A |  | Sample Window Assembly | E3A |  |  |  |  | Sample Window Assembly | E3A | [13 empty] | 0 |  |  | Default Wall Assembly | E3A |  | Sample Window Assembly | E3A |  |  |  |  | Sample Window Assembly | E3A | [13 empty] | 0 | [5 empty] | Default Roof Assembly | E3A | [10 empty] | 0 | [5 empty] | Default Roof Assembly | E3A | [10 empty] | 0 | [5 empty] | Default Roof Assembly | E3A | [10 empty] | 0 | [5 empty] | Default Roof Assembly | E3A
L05_001_Area_15 | L05_001_Area_15 | OK | 565.0045 | 565 | OK | 2.6 | 2.6 | OK | 200 | 200 | OK | 472 | 472 | OK | L/s | L/s | OK | 13 | 13 | OK | Office Work | Office Work | OK | 70 | 70 | OK | 45 | 45 | OK | Escritorio Ocup | Escritorio Ocup | OK |  | 0 |  | 6780 | 6780 | OK | Recessed Unvented | Recessed Unvented | OK | 1 | 1 | OK | Escritorio Ilum | Escritorio Ilum | OK | 15 | 15 | OK | Escritorio Equip | Escritorio Equip | OK |  | 0 |  |  | 0 |  |  | Sample Schedule | E3A |  | Sample Schedule | E3A | Air Change | Air Change | OK | 0.3 | 0.3 | OK | 0.3 | 0.3 | OK | 0.3 | 0.3 | OK |  | Floor Above Cond Space | E3A |  | 0 |  |  | 0.568 | E3A |  | 0 |  |  | 0 |  |  | 0 |  |  | 0.568 | E3A |  | 0 |  |  | 0 |  |  | 23.9 | E3A |  | 35 | E3A |  | 23.9 | E3A |  | 12.8 | E3A |  | 0 |  |  | 2.839 | E3A |  | 23.9 | E3A |  | 35 | E3A |  | 23.9 | E3A |  | 12.8 | E3A |  | 0 |  |  | 2.839 | E3A |  | 23.9 | E3A |  | 35 | E3A |  | 23.9 | E3A |  | 12.8 | E3A | S | S | OK | 79.7975 | 79.8 | OK | Parede Exterior | Paredes Exteriores | DIFF | V05_F05001Area_S | V05_F05001Area_S | OK | 6 | 6 | OK |  | Sample Window Assembly | E3A | [9 empty] | W | W | OK | 79.6561 | 79.66 | OK | Parede Exterior | Paredes Exteriores | DIFF | V05_F05001Area_W | V05_F05001Area_W | OK | 5 | 5 | OK |  | Sample Window Assembly | E3A | [9 empty] | N | N | OK | 65.231 | 65.23 | OK | Parede Exterior | Paredes Exteriores | DIFF | V05_F05001Area_N | V05_F05001Area_N | OK | 7 | 7 | OK |  | Sample Window Assembly | E3A | [9 empty] | E | E | OK | 23.8399 | 23.84 | OK | Parede Exterior | Paredes Exteriores | DIFF | V05_F05001Area_E | V05_F05001Area_E | OK | 2 | 2 | OK |  | Sample Window Assembly | E3A | [13 empty] | 0 |  |  | Default Wall Assembly | E3A |  | Sample Window Assembly | E3A |  |  |  |  | Sample Window Assembly | E3A | [13 empty] | 0 |  |  | Default Wall Assembly | E3A |  | Sample Window Assembly | E3A |  |  |  |  | Sample Window Assembly | E3A | [13 empty] | 0 |  |  | Default Wall Assembly | E3A |  | Sample Window Assembly | E3A |  |  |  |  | Sample Window Assembly | E3A | [13 empty] | 0 |  |  | Default Wall Assembly | E3A |  | Sample Window Assembly | E3A |  |  |  |  | Sample Window Assembly | E3A | [9 empty] | H | H | OK | 262.167 | 262.17 | OK | 0 |  |  | Flat Roof | Cobertura_adjacente | DIFF | [10 empty] | 0 | [5 empty] | Default Roof Assembly | E3A | [10 empty] | 0 | [5 empty] | Default Roof Assembly | E3A | [10 empty] | 0 | [5 empty] | Default Roof Assembly | E3A
L05_002_Caixa_de_escadas | L05_002_Caixa_de_escadas | OK | 20.191 | 20.19 | OK | 2.6 | 2.6 | OK | 200 | 200 | OK | 17 | 17 | OK | L/s | L/s | OK |  | 0 |  |  | Office Work | E3A |  | 0 |  |  | 0 |  | Escritorio Ocup | Escritorio Ocup | OK |  | 0 |  | 101 | 101 | OK | Recessed Unvented | Recessed Unvented | OK | 1 | 1 | OK | Escritorio Ilum | Escritorio Ilum | OK | 0 | 0 |  | Escritorio Equip | Escritorio Equip | OK |  | 0 |  |  | 0 |  |  | Sample Schedule | E3A |  | Sample Schedule | E3A | Air Change | Air Change | OK | 0.05 | 0.05 | OK | 0.05 | 0.05 | OK | 0.05 | 0.05 | OK |  | Floor Above Cond Space | E3A |  | 0 |  |  | 0.568 | E3A |  | 0 |  |  | 0 |  |  | 0 |  |  | 0.568 | E3A |  | 0 |  |  | 0 |  |  | 23.9 | E3A |  | 35 | E3A |  | 23.9 | E3A |  | 12.8 | E3A |  | 0 |  |  | 2.839 | E3A |  | 23.9 | E3A |  | 35 | E3A |  | 23.9 | E3A |  | 12.8 | E3A | 12.8 | 12.8 | OK | 0.5 | 0.5 | OK | 30.4 | 30.4 | OK | 31.7 | 31.7 | OK | 7.8 | 7.8 | OK | 4.8 | 4.8 | OK | E | E | OK | 13.0312 | 13.03 | OK | Parede Exterior | Paredes Exteriores | DIFF |  | Sample Window Assembly | E3A |  |  |  |  | Sample Window Assembly | E3A | [13 empty] | 0 |  |  | Default Wall Assembly | E3A |  | Sample Window Assembly | E3A |  |  |  |  | Sample Window Assembly | E3A | [13 empty] | 0 |  |  | Default Wall Assembly | E3A |  | Sample Window Assembly | E3A |  |  |  |  | Sample Window Assembly | E3A | [13 empty] | 0 |  |  | Default Wall Assembly | E3A |  | Sample Window Assembly | E3A |  |  |  |  | Sample Window Assembly | E3A | [13 empty] | 0 |  |  | Default Wall Assembly | E3A |  | Sample Window Assembly | E3A |  |  |  |  | Sample Window Assembly | E3A | [13 empty] | 0 |  |  | Default Wall Assembly | E3A |  | Sample Window Assembly | E3A |  |  |  |  | Sample Window Assembly | E3A | [13 empty] | 0 |  |  | Default Wall Assembly | E3A |  | Sample Window Assembly | E3A |  |  |  |  | Sample Window Assembly | E3A | [13 empty] | 0 |  |  | Default Wall Assembly | E3A |  | Sample Window Assembly | E3A |  |  |  |  | Sample Window Assembly | E3A | [13 empty] | 0 | [5 empty] | Default Roof Assembly | E3A | [10 empty] | 0 | [5 empty] | Default Roof Assembly | E3A | [10 empty] | 0 | [5 empty] | Default Roof Assembly | E3A | [10 empty] | 0 | [5 empty] | Default Roof Assembly | E3A
L05_003_Caixa_de_escadas | L05_003_Caixa_de_escadas | OK | 21.4131 | 21.41 | OK | 2.6 | 2.6 | OK | 200 | 200 | OK | 19 | 19 | OK | L/s | L/s | OK |  | 0 |  |  | Office Work | E3A |  | 0 |  |  | 0 |  | Escritorio Ocup | Escritorio Ocup | OK |  | 0 |  | 107 | 107 | OK | Recessed Unvented | Recessed Unvented | OK | 1 | 1 | OK | Escritorio Ilum | Escritorio Ilum | OK | 0 | 0 |  | Escritorio Equip | Escritorio Equip | OK |  | 0 |  |  | 0 |  |  | Sample Schedule | E3A |  | Sample Schedule | E3A | Air Change | Air Change | OK | 0.05 | 0.05 | OK | 0.05 | 0.05 | OK | 0.05 | 0.05 | OK |  | Floor Above Cond Space | E3A |  | 0 |  |  | 0.568 | E3A |  | 0 |  |  | 0 |  |  | 0 |  |  | 0.568 | E3A |  | 0 |  |  | 0 |  |  | 23.9 | E3A |  | 35 | E3A |  | 23.9 | E3A |  | 12.8 | E3A |  | 0 |  |  | 2.839 | E3A |  | 23.9 | E3A |  | 35 | E3A |  | 23.9 | E3A |  | 12.8 | E3A | 6 | 6 | OK | 0.5 | 0.5 | OK | 30.4 | 30.4 | OK | 31.7 | 31.7 | OK | 7.8 | 7.8 | OK | 4.8 | 4.8 | OK | S | S | OK | 4.1258 | 4.13 | OK | Parede Exterior | Paredes Exteriores | DIFF |  | Sample Window Assembly | E3A |  |  |  |  | Sample Window Assembly | E3A | [9 empty] | E | E | OK | 8.5803 | 8.58 | OK | Parede Exterior | Paredes Exteriores | DIFF |  | Sample Window Assembly | E3A |  |  |  |  | Sample Window Assembly | E3A | [13 empty] | 0 |  |  | Default Wall Assembly | E3A |  | Sample Window Assembly | E3A |  |  |  |  | Sample Window Assembly | E3A | [13 empty] | 0 |  |  | Default Wall Assembly | E3A |  | Sample Window Assembly | E3A |  |  |  |  | Sample Window Assembly | E3A | [13 empty] | 0 |  |  | Default Wall Assembly | E3A |  | Sample Window Assembly | E3A |  |  |  |  | Sample Window Assembly | E3A | [13 empty] | 0 |  |  | Default Wall Assembly | E3A |  | Sample Window Assembly | E3A |  |  |  |  | Sample Window Assembly | E3A | [13 empty] | 0 |  |  | Default Wall Assembly | E3A |  | Sample Window Assembly | E3A |  |  |  |  | Sample Window Assembly | E3A | [13 empty] | 0 |  |  | Default Wall Assembly | E3A |  | Sample Window Assembly | E3A |  |  |  |  | Sample Window Assembly | E3A | [13 empty] | 0 | [5 empty] | Default Roof Assembly | E3A | [10 empty] | 0 | [5 empty] | Default Roof Assembly | E3A | [10 empty] | 0 | [5 empty] | Default Roof Assembly | E3A | [10 empty] | 0 | [5 empty] | Default Roof Assembly | E3A
L05_004_Circulacao | L05_004_Circulacao | OK | 18.743 | 18.74 | OK | 2.6 | 2.6 | OK | 200 | 200 | OK | 16 | 16 | OK | L/s | L/s | OK |  | 0 |  |  | Office Work | E3A |  | 0 |  |  | 0 |  | Escritorio Ocup | Escritorio Ocup | OK |  | 0 |  | 150 | 150 | OK | Recessed Unvented | Recessed Unvented | OK | 1 | 1 | OK | Escritorio Ilum | Escritorio Ilum | OK | 0 | 0 |  | Escritorio Equip | Escritorio Equip | OK |  | 0 |  |  | 0 |  |  | Sample Schedule | E3A |  | Sample Schedule | E3A | Air Change | Air Change | OK | 0.05 | 0.05 | OK | 0.05 | 0.05 | OK | 0.05 | 0.05 | OK |  | Floor Above Cond Space | E3A |  | 0 |  |  | 0.568 | E3A |  | 0 |  |  | 0 |  |  | 0 |  |  | 0.568 | E3A |  | 0 |  |  | 0 |  |  | 23.9 | E3A |  | 35 | E3A |  | 23.9 | E3A |  | 12.8 | E3A |  | 0 |  |  | 2.839 | E3A |  | 23.9 | E3A |  | 35 | E3A |  | 23.9 | E3A |  | 12.8 | E3A | 17.4 | 17.4 | OK | 0.5 | 0.5 | OK | 30.4 | 30.4 | OK | 31.7 | 31.7 | OK | 7.8 | 7.8 | OK | 4.8 | 4.8 | OK |  |  |  |  | 0 |  |  | Default Wall Assembly | E3A |  | Sample Window Assembly | E3A |  |  |  |  | Sample Window Assembly | E3A | [13 empty] | 0 |  |  | Default Wall Assembly | E3A |  | Sample Window Assembly | E3A |  |  |  |  | Sample Window Assembly | E3A | [13 empty] | 0 |  |  | Default Wall Assembly | E3A |  | Sample Window Assembly | E3A |  |  |  |  | Sample Window Assembly | E3A | [13 empty] | 0 |  |  | Default Wall Assembly | E3A |  | Sample Window Assembly | E3A |  |  |  |  | Sample Window Assembly | E3A | [13 empty] | 0 |  |  | Default Wall Assembly | E3A |  | Sample Window Assembly | E3A |  |  |  |  | Sample Window Assembly | E3A | [13 empty] | 0 |  |  | Default Wall Assembly | E3A |  | Sample Window Assembly | E3A |  |  |  |  | Sample Window Assembly | E3A | [13 empty] | 0 |  |  | Default Wall Assembly | E3A |  | Sample Window Assembly | E3A |  |  |  |  | Sample Window Assembly | E3A | [13 empty] | 0 |  |  | Default Wall Assembly | E3A |  | Sample Window Assembly | E3A |  |  |  |  | Sample Window Assembly | E3A | [13 empty] | 0 | [5 empty] | Default Roof Assembly | E3A | [10 empty] | 0 | [5 empty] | Default Roof Assembly | E3A | [10 empty] | 0 | [5 empty] | Default Roof Assembly | E3A | [10 empty] | 0 | [5 empty] | Default Roof Assembly | E3A
L05_005_IS | L05_005_IS | OK | 15.1701 | 15.17 | OK | 2.6 | 2.6 | OK | 200 | 200 | OK | 13 | 13 | OK | L/s | L/s | OK |  | 0 |  |  | Office Work | E3A |  | 0 |  |  | 0 |  | Escritorio Ocup | Escritorio Ocup | OK |  | 0 |  | 121 | 121 | OK | Recessed Unvented | Recessed Unvented | OK | 1 | 1 | OK | Escritorio Ilum | Escritorio Ilum | OK | 5 | 5 | OK | Escritorio Equip | Escritorio Equip | OK |  | 0 |  |  | 0 |  |  | Sample Schedule | E3A |  | Sample Schedule | E3A | Air Change | Air Change | OK | 0.05 | 0.05 | OK | 0.05 | 0.05 | OK | 0.05 | 0.05 | OK |  | Floor Above Cond Space | E3A |  | 0 |  |  | 0.568 | E3A |  | 0 |  |  | 0 |  |  | 0 |  |  | 0.568 | E3A |  | 0 |  |  | 0 |  |  | 23.9 | E3A |  | 35 | E3A |  | 23.9 | E3A |  | 12.8 | E3A |  | 0 |  |  | 2.839 | E3A |  | 23.9 | E3A |  | 35 | E3A |  | 23.9 | E3A |  | 12.8 | E3A | 2.2 | 2.2 | OK | 0.5 | 0.5 | OK | 30.4 | 30.4 | OK | 31.7 | 31.7 | OK | 7.8 | 7.8 | OK | 4.8 | 4.8 | OK |  |  |  |  | 0 |  |  | Default Wall Assembly | E3A |  | Sample Window Assembly | E3A |  |  |  |  | Sample Window Assembly | E3A | [13 empty] | 0 |  |  | Default Wall Assembly | E3A |  | Sample Window Assembly | E3A |  |  |  |  | Sample Window Assembly | E3A | [13 empty] | 0 |  |  | Default Wall Assembly | E3A |  | Sample Window Assembly | E3A |  |  |  |  | Sample Window Assembly | E3A | [13 empty] | 0 |  |  | Default Wall Assembly | E3A |  | Sample Window Assembly | E3A |  |  |  |  | Sample Window Assembly | E3A | [13 empty] | 0 |  |  | Default Wall Assembly | E3A |  | Sample Window Assembly | E3A |  |  |  |  | Sample Window Assembly | E3A | [13 empty] | 0 |  |  | Default Wall Assembly | E3A |  | Sample Window Assembly | E3A |  |  |  |  | Sample Window Assembly | E3A | [13 empty] | 0 |  |  | Default Wall Assembly | E3A |  | Sample Window Assembly | E3A |  |  |  |  | Sample Window Assembly | E3A | [13 empty] | 0 |  |  | Default Wall Assembly | E3A |  | Sample Window Assembly | E3A |  |  |  |  | Sample Window Assembly | E3A | [13 empty] | 0 | [5 empty] | Default Roof Assembly | E3A | [10 empty] | 0 | [5 empty] | Default Roof Assembly | E3A | [10 empty] | 0 | [5 empty] | Default Roof Assembly | E3A | [10 empty] | 0 | [5 empty] | Default Roof Assembly | E3A
L05_006_Zonas_tecnicas_E | L05_006_Zonas_tecnicas_E | OK | 25.606 | 25.61 | OK | 2.6 | 2.6 | OK | 200 | 200 | OK | 22 | 22 | OK | L/s | L/s | OK |  | 0 |  |  | Office Work | E3A |  | 0 |  |  | 0 |  | Sample Schedule | Sample Schedule | OK |  | 0 |  | 128 | 128 | OK | Recessed Unvented | Recessed Unvented | OK | 1 | 1 | OK | Sample Schedule | Sample Schedule | OK | 5 | 5 | OK | Sample Schedule | Sample Schedule | OK |  | 0 |  |  | 0 |  |  | Sample Schedule | E3A |  | Sample Schedule | E3A | Air Change | Air Change | OK | 0.05 | 0.05 | OK | 0.05 | 0.05 | OK | 0.05 | 0.05 | OK |  | Floor Above Cond Space | E3A |  | 0 |  |  | 0.568 | E3A |  | 0 |  |  | 0 |  |  | 0 |  |  | 0.568 | E3A |  | 0 |  |  | 0 |  |  | 23.9 | E3A |  | 35 | E3A |  | 23.9 | E3A |  | 12.8 | E3A |  | 0 |  |  | 2.839 | E3A |  | 23.9 | E3A |  | 35 | E3A |  | 23.9 | E3A |  | 12.8 | E3A |  | 0 |  |  | 2.839 | E3A |  | 23.9 | E3A |  | 35 | E3A |  | 23.9 | E3A |  | 12.8 | E3A |  |  |  |  | 0 |  |  | Default Wall Assembly | E3A |  | Sample Window Assembly | E3A |  |  |  |  | Sample Window Assembly | E3A | [13 empty] | 0 |  |  | Default Wall Assembly | E3A |  | Sample Window Assembly | E3A |  |  |  |  | Sample Window Assembly | E3A | [13 empty] | 0 |  |  | Default Wall Assembly | E3A |  | Sample Window Assembly | E3A |  |  |  |  | Sample Window Assembly | E3A | [13 empty] | 0 |  |  | Default Wall Assembly | E3A |  | Sample Window Assembly | E3A |  |  |  |  | Sample Window Assembly | E3A | [13 empty] | 0 |  |  | Default Wall Assembly | E3A |  | Sample Window Assembly | E3A |  |  |  |  | Sample Window Assembly | E3A | [13 empty] | 0 |  |  | Default Wall Assembly | E3A |  | Sample Window Assembly | E3A |  |  |  |  | Sample Window Assembly | E3A | [13 empty] | 0 |  |  | Default Wall Assembly | E3A |  | Sample Window Assembly | E3A |  |  |  |  | Sample Window Assembly | E3A | [13 empty] | 0 |  |  | Default Wall Assembly | E3A |  | Sample Window Assembly | E3A |  |  |  |  | Sample Window Assembly | E3A | [13 empty] | 0 | [5 empty] | Default Roof Assembly | E3A | [10 empty] | 0 | [5 empty] | Default Roof Assembly | E3A | [10 empty] | 0 | [5 empty] | Default Roof Assembly | E3A | [10 empty] | 0 | [5 empty] | Default Roof Assembly | E3A
L05_007_Copa | L05_007_Copa | OK | 9.2226 | 9.22 | OK | 2.6 | 2.6 | OK | 200 | 200 | OK | 8 | 8 | OK | L/s | L/s | OK |  | 0 |  |  | Office Work | E3A |  | 0 |  |  | 0 |  | Escritorio Ocup | Escritorio Ocup | OK |  | 0 |  | 92 | 92 | OK | Recessed Unvented | Recessed Unvented | OK | 1 | 1 | OK | Escritorio Ilum | Escritorio Ilum | OK | 20 | 20 | OK | Escritorio Equip | Escritorio Equip | OK |  | 0 |  |  | 0 |  |  | Sample Schedule | E3A |  | Sample Schedule | E3A | Air Change | Air Change | OK | 0.05 | 0.05 | OK | 0.05 | 0.05 | OK | 0.05 | 0.05 | OK |  | Floor Above Cond Space | E3A |  | 0 |  |  | 0.568 | E3A |  | 0 |  |  | 0 |  |  | 0 |  |  | 0.568 | E3A |  | 0 |  |  | 0 |  |  | 23.9 | E3A |  | 35 | E3A |  | 23.9 | E3A |  | 12.8 | E3A |  | 0 |  |  | 2.839 | E3A |  | 23.9 | E3A |  | 35 | E3A |  | 23.9 | E3A |  | 12.8 | E3A |  | 0 |  |  | 2.839 | E3A |  | 23.9 | E3A |  | 35 | E3A |  | 23.9 | E3A |  | 12.8 | E3A | N | N | OK | 13.4731 | 13.47 | OK | Parede Exterior | Paredes Exteriores | DIFF |  | Sample Window Assembly | E3A |  |  |  |  | Sample Window Assembly | E3A | [9 empty] | E | E | OK | 1.2893 | 1.29 | OK | Parede Exterior | Paredes Exteriores | DIFF |  | Sample Window Assembly | E3A |  |  |  |  | Sample Window Assembly | E3A | [13 empty] | 0 |  |  | Default Wall Assembly | E3A |  | Sample Window Assembly | E3A |  |  |  |  | Sample Window Assembly | E3A | [13 empty] | 0 |  |  | Default Wall Assembly | E3A |  | Sample Window Assembly | E3A |  |  |  |  | Sample Window Assembly | E3A | [13 empty] | 0 |  |  | Default Wall Assembly | E3A |  | Sample Window Assembly | E3A |  |  |  |  | Sample Window Assembly | E3A | [13 empty] | 0 |  |  | Default Wall Assembly | E3A |  | Sample Window Assembly | E3A |  |  |  |  | Sample Window Assembly | E3A | [13 empty] | 0 |  |  | Default Wall Assembly | E3A |  | Sample Window Assembly | E3A |  |  |  |  | Sample Window Assembly | E3A | [13 empty] | 0 |  |  | Default Wall Assembly | E3A |  | Sample Window Assembly | E3A |  |  |  |  | Sample Window Assembly | E3A | [13 empty] | 0 | [5 empty] | Default Roof Assembly | E3A | [10 empty] | 0 | [5 empty] | Default Roof Assembly | E3A | [10 empty] | 0 | [5 empty] | Default Roof Assembly | E3A | [10 empty] | 0 | [5 empty] | Default Roof Assembly | E3A
M06_001_Area_15 | M06_001_Area_15 | OK | 281.1528 | 281.15 | OK | 2.6 | 2.6 | OK | 200 | 200 | OK | 235 | 235 | OK | L/s | L/s | OK | 3 | 3 | OK | Office Work | Office Work | OK | 70 | 70 | OK | 45 | 45 | OK | Escritorio Ocup | Escritorio Ocup | OK |  | 0 |  | 3374 | 3374 | OK | Recessed Unvented | Recessed Unvented | OK | 1 | 1 | OK | Escritorio Ilum | Escritorio Ilum | OK | 15 | 15 | OK | Escritorio Equip | Escritorio Equip | OK |  | 0 |  |  | 0 |  |  | Sample Schedule | E3A |  | Sample Schedule | E3A | Air Change | Air Change | OK | 0.3 | 0.3 | OK | 0.3 | 0.3 | OK | 0.3 | 0.3 | OK |  | Floor Above Cond Space | E3A |  | 0 |  |  | 0.568 | E3A |  | 0 |  |  | 0 |  |  | 0 |  |  | 0.568 | E3A |  | 0 |  |  | 0 |  |  | 23.9 | E3A |  | 35 | E3A |  | 23.9 | E3A |  | 12.8 | E3A |  | 0 |  |  | 2.839 | E3A |  | 23.9 | E3A |  | 35 | E3A |  | 23.9 | E3A |  | 12.8 | E3A |  | 0 |  |  | 2.839 | E3A |  | 23.9 | E3A |  | 35 | E3A |  | 23.9 | E3A |  | 12.8 | E3A | S | S | OK | 43.5823 | 43.58 | OK | Parede Exterior | Paredes Exteriores | DIFF | V06_G06001Area_S | V06_G06001Area_S | OK | 1 | 1 | OK |  | Sample Window Assembly | E3A | [9 empty] | W | W | OK | 63.3689 | 63.37 | OK | Parede Exterior | Paredes Exteriores | DIFF | V06_G06001Area_W | V06_G06001Area_W | OK | 1 | 1 | OK |  | Sample Window Assembly | E3A | [9 empty] | N | N | OK | 21.7235 | 21.72 | OK | Parede Exterior | Paredes Exteriores | DIFF | V06_G06001Area_N | V06_G06001Area_N | OK | 1 | 1 | OK |  | Sample Window Assembly | E3A | [9 empty] | E | E | OK | 8.6152 | 8.62 | OK | Parede Exterior | Paredes Exteriores | DIFF |  | Sample Window Assembly | E3A |  |  |  |  | Sample Window Assembly | E3A | [13 empty] | 0 |  |  | Default Wall Assembly | E3A |  | Sample Window Assembly | E3A |  |  |  |  | Sample Window Assembly | E3A | [13 empty] | 0 |  |  | Default Wall Assembly | E3A |  | Sample Window Assembly | E3A |  |  |  |  | Sample Window Assembly | E3A | [13 empty] | 0 |  |  | Default Wall Assembly | E3A |  | Sample Window Assembly | E3A |  |  |  |  | Sample Window Assembly | E3A | [13 empty] | 0 |  |  | Default Wall Assembly | E3A |  | Sample Window Assembly | E3A |  |  |  |  | Sample Window Assembly | E3A | [13 empty] | 0 | [5 empty] | Default Roof Assembly | E3A | [10 empty] | 0 | [5 empty] | Default Roof Assembly | E3A | [10 empty] | 0 | [5 empty] | Default Roof Assembly | E3A | [10 empty] | 0 | [5 empty] | Default Roof Assembly | E3A
M06_002_Caixa_de_escadas | M06_002_Caixa_de_escadas | OK | 20.191 | 20.19 | OK | 2.6 | 2.6 | OK | 200 | 200 | OK | 17 | 17 | OK | L/s | L/s | OK |  | 0 |  |  | Office Work | E3A |  | 0 |  |  | 0 |  | Escritorio Ocup | Escritorio Ocup | OK |  | 0 |  | 101 | 101 | OK | Recessed Unvented | Recessed Unvented | OK | 1 | 1 | OK | Escritorio Ilum | Escritorio Ilum | OK | 0 | 0 |  | Escritorio Equip | Escritorio Equip | OK |  | 0 |  |  | 0 |  |  | Sample Schedule | E3A |  | Sample Schedule | E3A | Air Change | Air Change | OK | 0.05 | 0.05 | OK | 0.05 | 0.05 | OK | 0.05 | 0.05 | OK |  | Floor Above Cond Space | E3A |  | 0 |  |  | 0.568 | E3A |  | 0 |  |  | 0 |  |  | 0 |  |  | 0.568 | E3A |  | 0 |  |  | 0 |  |  | 23.9 | E3A |  | 35 | E3A |  | 23.9 | E3A |  | 12.8 | E3A |  | 0 |  |  | 2.839 | E3A |  | 23.9 | E3A |  | 35 | E3A |  | 23.9 | E3A |  | 12.8 | E3A | 12.8 | 12.8 | OK | 0.5 | 0.5 | OK | 30.4 | 30.4 | OK | 31.7 | 31.7 | OK | 7.8 | 7.8 | OK | 4.8 | 4.8 | OK | E | E | OK | 13.0312 | 13.03 | OK | Parede Exterior | Paredes Exteriores | DIFF |  | Sample Window Assembly | E3A |  |  |  |  | Sample Window Assembly | E3A | [13 empty] | 0 |  |  | Default Wall Assembly | E3A |  | Sample Window Assembly | E3A |  |  |  |  | Sample Window Assembly | E3A | [13 empty] | 0 |  |  | Default Wall Assembly | E3A |  | Sample Window Assembly | E3A |  |  |  |  | Sample Window Assembly | E3A | [13 empty] | 0 |  |  | Default Wall Assembly | E3A |  | Sample Window Assembly | E3A |  |  |  |  | Sample Window Assembly | E3A | [13 empty] | 0 |  |  | Default Wall Assembly | E3A |  | Sample Window Assembly | E3A |  |  |  |  | Sample Window Assembly | E3A | [13 empty] | 0 |  |  | Default Wall Assembly | E3A |  | Sample Window Assembly | E3A |  |  |  |  | Sample Window Assembly | E3A | [13 empty] | 0 |  |  | Default Wall Assembly | E3A |  | Sample Window Assembly | E3A |  |  |  |  | Sample Window Assembly | E3A | [13 empty] | 0 |  |  | Default Wall Assembly | E3A |  | Sample Window Assembly | E3A |  |  |  |  | Sample Window Assembly | E3A | [13 empty] | 0 | [5 empty] | Default Roof Assembly | E3A | [10 empty] | 0 | [5 empty] | Default Roof Assembly | E3A | [10 empty] | 0 | [5 empty] | Default Roof Assembly | E3A | [10 empty] | 0 | [5 empty] | Default Roof Assembly | E3A
M06_003_Caixa_de_escadas | M06_003_Caixa_de_escadas | OK | 21.4131 | 21.41 | OK | 2.6 | 2.6 | OK | 200 | 200 | OK | 19 | 19 | OK | L/s | L/s | OK |  | 0 |  |  | Office Work | E3A |  | 0 |  |  | 0 |  | Escritorio Ocup | Escritorio Ocup | OK |  | 0 |  | 107 | 107 | OK | Recessed Unvented | Recessed Unvented | OK | 1 | 1 | OK | Escritorio Ilum | Escritorio Ilum | OK | 0 | 0 |  | Escritorio Equip | Escritorio Equip | OK |  | 0 |  |  | 0 |  |  | Sample Schedule | E3A |  | Sample Schedule | E3A | Air Change | Air Change | OK | 0.05 | 0.05 | OK | 0.05 | 0.05 | OK | 0.05 | 0.05 | OK |  | Floor Above Cond Space | E3A |  | 0 |  |  | 0.568 | E3A |  | 0 |  |  | 0 |  |  | 0 |  |  | 0.568 | E3A |  | 0 |  |  | 0 |  |  | 23.9 | E3A |  | 35 | E3A |  | 23.9 | E3A |  | 12.8 | E3A |  | 0 |  |  | 2.839 | E3A |  | 23.9 | E3A |  | 35 | E3A |  | 23.9 | E3A |  | 12.8 | E3A | 6 | 6 | OK | 0.5 | 0.5 | OK | 30.4 | 30.4 | OK | 31.7 | 31.7 | OK | 7.8 | 7.8 | OK | 4.8 | 4.8 | OK | S | S | OK | 3.6797 | 3.68 | OK | Parede Exterior | Paredes Exteriores | DIFF |  | Sample Window Assembly | E3A |  |  |  |  | Sample Window Assembly | E3A | [9 empty] | E | E | OK | 8.5803 | 8.58 | OK | Parede Exterior | Paredes Exteriores | DIFF |  | Sample Window Assembly | E3A |  |  |  |  | Sample Window Assembly | E3A | [13 empty] | 0 |  |  | Default Wall Assembly | E3A |  | Sample Window Assembly | E3A |  |  |  |  | Sample Window Assembly | E3A | [13 empty] | 0 |  |  | Default Wall Assembly | E3A |  | Sample Window Assembly | E3A |  |  |  |  | Sample Window Assembly | E3A | [13 empty] | 0 |  |  | Default Wall Assembly | E3A |  | Sample Window Assembly | E3A |  |  |  |  | Sample Window Assembly | E3A | [13 empty] | 0 |  |  | Default Wall Assembly | E3A |  | Sample Window Assembly | E3A |  |  |  |  | Sample Window Assembly | E3A | [13 empty] | 0 |  |  | Default Wall Assembly | E3A |  | Sample Window Assembly | E3A |  |  |  |  | Sample Window Assembly | E3A | [13 empty] | 0 |  |  | Default Wall Assembly | E3A |  | Sample Window Assembly | E3A |  |  |  |  | Sample Window Assembly | E3A | [13 empty] | 0 | [5 empty] | Default Roof Assembly | E3A | [10 empty] | 0 | [5 empty] | Default Roof Assembly | E3A | [10 empty] | 0 | [5 empty] | Default Roof Assembly | E3A | [10 empty] | 0 | [5 empty] | Default Roof Assembly | E3A
M06_004_Circulacao | M06_004_Circulacao | OK | 18.743 | 18.74 | OK | 2.6 | 2.6 | OK | 200 | 200 | OK | 16 | 16 | OK | L/s | L/s | OK |  | 0 |  |  | Office Work | E3A |  | 0 |  |  | 0 |  | Escritorio Ocup | Escritorio Ocup | OK |  | 0 |  | 150 | 150 | OK | Recessed Unvented | Recessed Unvented | OK | 1 | 1 | OK | Escritorio Ilum | Escritorio Ilum | OK | 0 | 0 |  | Escritorio Equip | Escritorio Equip | OK |  | 0 |  |  | 0 |  |  | Sample Schedule | E3A |  | Sample Schedule | E3A | Air Change | Air Change | OK | 0.05 | 0.05 | OK | 0.05 | 0.05 | OK | 0.05 | 0.05 | OK |  | Floor Above Cond Space | E3A |  | 0 |  |  | 0.568 | E3A |  | 0 |  |  | 0 |  |  | 0 |  |  | 0.568 | E3A |  | 0 |  |  | 0 |  |  | 23.9 | E3A |  | 35 | E3A |  | 23.9 | E3A |  | 12.8 | E3A |  | 0 |  |  | 2.839 | E3A |  | 23.9 | E3A |  | 35 | E3A |  | 23.9 | E3A |  | 12.8 | E3A | 17.4 | 17.4 | OK | 0.5 | 0.5 | OK | 30.4 | 30.4 | OK | 31.7 | 31.7 | OK | 7.8 | 7.8 | OK | 4.8 | 4.8 | OK |  |  |  |  | 0 |  |  | Default Wall Assembly | E3A |  | Sample Window Assembly | E3A |  |  |  |  | Sample Window Assembly | E3A | [13 empty] | 0 |  |  | Default Wall Assembly | E3A |  | Sample Window Assembly | E3A |  |  |  |  | Sample Window Assembly | E3A | [13 empty] | 0 |  |  | Default Wall Assembly | E3A |  | Sample Window Assembly | E3A |  |  |  |  | Sample Window Assembly | E3A | [13 empty] | 0 |  |  | Default Wall Assembly | E3A |  | Sample Window Assembly | E3A |  |  |  |  | Sample Window Assembly | E3A | [13 empty] | 0 |  |  | Default Wall Assembly | E3A |  | Sample Window Assembly | E3A |  |  |  |  | Sample Window Assembly | E3A | [13 empty] | 0 |  |  | Default Wall Assembly | E3A |  | Sample Window Assembly | E3A |  |  |  |  | Sample Window Assembly | E3A | [13 empty] | 0 |  |  | Default Wall Assembly | E3A |  | Sample Window Assembly | E3A |  |  |  |  | Sample Window Assembly | E3A | [13 empty] | 0 |  |  | Default Wall Assembly | E3A |  | Sample Window Assembly | E3A |  |  |  |  | Sample Window Assembly | E3A | [13 empty] | 0 | [5 empty] | Default Roof Assembly | E3A | [10 empty] | 0 | [5 empty] | Default Roof Assembly | E3A | [10 empty] | 0 | [5 empty] | Default Roof Assembly | E3A | [10 empty] | 0 | [5 empty] | Default Roof Assembly | E3A
M06_005_IS | M06_005_IS | OK | 20.9801 | 20.98 | OK | 2.6 | 2.6 | OK | 200 | 200 | OK | 18 | 18 | OK | L/s | L/s | OK |  | 0 |  |  | Office Work | E3A |  | 0 |  |  | 0 |  | Escritorio Ocup | Escritorio Ocup | OK |  | 0 |  | 168 | 168 | OK | Recessed Unvented | Recessed Unvented | OK | 1 | 1 | OK | Escritorio Ilum | Escritorio Ilum | OK | 5 | 5 | OK | Escritorio Equip | Escritorio Equip | OK |  | 0 |  |  | 0 |  |  | Sample Schedule | E3A |  | Sample Schedule | E3A | Air Change | Air Change | OK | 0.05 | 0.05 | OK | 0.05 | 0.05 | OK | 0.05 | 0.05 | OK |  | Floor Above Cond Space | E3A |  | 0 |  |  | 0.568 | E3A |  | 0 |  |  | 0 |  |  | 0 |  |  | 0.568 | E3A |  | 0 |  |  | 0 |  |  | 23.9 | E3A |  | 35 | E3A |  | 23.9 | E3A |  | 12.8 | E3A |  | 0 |  |  | 2.839 | E3A |  | 23.9 | E3A |  | 35 | E3A |  | 23.9 | E3A |  | 12.8 | E3A |  | 0 |  |  | 2.839 | E3A |  | 23.9 | E3A |  | 35 | E3A |  | 23.9 | E3A |  | 12.8 | E3A |  |  |  |  | 0 |  |  | Default Wall Assembly | E3A |  | Sample Window Assembly | E3A |  |  |  |  | Sample Window Assembly | E3A | [13 empty] | 0 |  |  | Default Wall Assembly | E3A |  | Sample Window Assembly | E3A |  |  |  |  | Sample Window Assembly | E3A | [13 empty] | 0 |  |  | Default Wall Assembly | E3A |  | Sample Window Assembly | E3A |  |  |  |  | Sample Window Assembly | E3A | [13 empty] | 0 |  |  | Default Wall Assembly | E3A |  | Sample Window Assembly | E3A |  |  |  |  | Sample Window Assembly | E3A | [13 empty] | 0 |  |  | Default Wall Assembly | E3A |  | Sample Window Assembly | E3A |  |  |  |  | Sample Window Assembly | E3A | [13 empty] | 0 |  |  | Default Wall Assembly | E3A |  | Sample Window Assembly | E3A |  |  |  |  | Sample Window Assembly | E3A | [13 empty] | 0 |  |  | Default Wall Assembly | E3A |  | Sample Window Assembly | E3A |  |  |  |  | Sample Window Assembly | E3A | [13 empty] | 0 |  |  | Default Wall Assembly | E3A |  | Sample Window Assembly | E3A |  |  |  |  | Sample Window Assembly | E3A | [13 empty] | 0 | [5 empty] | Default Roof Assembly | E3A | [10 empty] | 0 | [5 empty] | Default Roof Assembly | E3A | [10 empty] | 0 | [5 empty] | Default Roof Assembly | E3A | [10 empty] | 0 | [5 empty] | Default Roof Assembly | E3A
M06_006_Zonas_tecnicas_E | M06_006_Zonas_tecnicas_E | OK | 25.606 | 25.61 | OK | 2.6 | 2.6 | OK | 200 | 200 | OK | 22 | 22 | OK | L/s | L/s | OK |  | 0 |  |  | Office Work | E3A |  | 0 |  |  | 0 |  | Sample Schedule | Sample Schedule | OK |  | 0 |  | 128 | 128 | OK | Recessed Unvented | Recessed Unvented | OK | 1 | 1 | OK | Sample Schedule | Sample Schedule | OK | 5 | 5 | OK | Sample Schedule | Sample Schedule | OK |  | 0 |  |  | 0 |  |  | Sample Schedule | E3A |  | Sample Schedule | E3A | Air Change | Air Change | OK | 0.05 | 0.05 | OK | 0.05 | 0.05 | OK | 0.05 | 0.05 | OK |  | Floor Above Cond Space | E3A |  | 0 |  |  | 0.568 | E3A |  | 0 |  |  | 0 |  |  | 0 |  |  | 0.568 | E3A |  | 0 |  |  | 0 |  |  | 23.9 | E3A |  | 35 | E3A |  | 23.9 | E3A |  | 12.8 | E3A |  | 0 |  |  | 2.839 | E3A |  | 23.9 | E3A |  | 35 | E3A |  | 23.9 | E3A |  | 12.8 | E3A |  | 0 |  |  | 2.839 | E3A |  | 23.9 | E3A |  | 35 | E3A |  | 23.9 | E3A |  | 12.8 | E3A |  |  |  |  | 0 |  |  | Default Wall Assembly | E3A |  | Sample Window Assembly | E3A |  |  |  |  | Sample Window Assembly | E3A | [13 empty] | 0 |  |  | Default Wall Assembly | E3A |  | Sample Window Assembly | E3A |  |  |  |  | Sample Window Assembly | E3A | [13 empty] | 0 |  |  | Default Wall Assembly | E3A |  | Sample Window Assembly | E3A |  |  |  |  | Sample Window Assembly | E3A | [13 empty] | 0 |  |  | Default Wall Assembly | E3A |  | Sample Window Assembly | E3A |  |  |  |  | Sample Window Assembly | E3A | [13 empty] | 0 |  |  | Default Wall Assembly | E3A |  | Sample Window Assembly | E3A |  |  |  |  | Sample Window Assembly | E3A | [13 empty] | 0 |  |  | Default Wall Assembly | E3A |  | Sample Window Assembly | E3A |  |  |  |  | Sample Window Assembly | E3A | [13 empty] | 0 |  |  | Default Wall Assembly | E3A |  | Sample Window Assembly | E3A |  |  |  |  | Sample Window Assembly | E3A | [13 empty] | 0 |  |  | Default Wall Assembly | E3A |  | Sample Window Assembly | E3A |  |  |  |  | Sample Window Assembly | E3A | [13 empty] | 0 | [5 empty] | Default Roof Assembly | E3A | [10 empty] | 0 | [5 empty] | Default Roof Assembly | E3A | [10 empty] | 0 | [5 empty] | Default Roof Assembly | E3A | [10 empty] | 0 | [5 empty] | Default Roof Assembly | E3A
M06_007_Copa | M06_007_Copa | OK | 22.8029 | 22.8 | OK | 2.6 | 2.6 | OK | 200 | 200 | OK | 20 | 20 | OK | L/s | L/s | OK |  | 0 |  |  | Office Work | E3A |  | 0 |  |  | 0 |  | Escritorio Ocup | Escritorio Ocup | OK |  | 0 |  | 228 | 228 | OK | Recessed Unvented | Recessed Unvented | OK | 1 | 1 | OK | Escritorio Ilum | Escritorio Ilum | OK | 20 | 20 | OK | Escritorio Equip | Escritorio Equip | OK |  | 0 |  |  | 0 |  |  | Sample Schedule | E3A |  | Sample Schedule | E3A | Air Change | Air Change | OK | 0.05 | 0.05 | OK | 0.05 | 0.05 | OK | 0.05 | 0.05 | OK |  | Floor Above Cond Space | E3A |  | 0 |  |  | 0.568 | E3A |  | 0 |  |  | 0 |  |  | 0 |  |  | 0.568 | E3A |  | 0 |  |  | 0 |  |  | 23.9 | E3A |  | 35 | E3A |  | 23.9 | E3A |  | 12.8 | E3A |  | 0 |  |  | 2.839 | E3A |  | 23.9 | E3A |  | 35 | E3A |  | 23.9 | E3A |  | 12.8 | E3A |  | 0 |  |  | 2.839 | E3A |  | 23.9 | E3A |  | 35 | E3A |  | 23.9 | E3A |  | 12.8 | E3A | N | N | OK | 21.7158 | 21.72 | OK | Parede Exterior | Paredes Exteriores | DIFF |  | Sample Window Assembly | E3A |  |  |  |  | Sample Window Assembly | E3A | [9 empty] | E | E | OK | 1.0407 | 1.04 | OK | Parede Exterior | Paredes Exteriores | DIFF |  | Sample Window Assembly | E3A |  |  |  |  | Sample Window Assembly | E3A | [13 empty] | 0 |  |  | Default Wall Assembly | E3A |  | Sample Window Assembly | E3A |  |  |  |  | Sample Window Assembly | E3A | [13 empty] | 0 |  |  | Default Wall Assembly | E3A |  | Sample Window Assembly | E3A |  |  |  |  | Sample Window Assembly | E3A | [13 empty] | 0 |  |  | Default Wall Assembly | E3A |  | Sample Window Assembly | E3A |  |  |  |  | Sample Window Assembly | E3A | [13 empty] | 0 |  |  | Default Wall Assembly | E3A |  | Sample Window Assembly | E3A |  |  |  |  | Sample Window Assembly | E3A | [13 empty] | 0 |  |  | Default Wall Assembly | E3A |  | Sample Window Assembly | E3A |  |  |  |  | Sample Window Assembly | E3A | [13 empty] | 0 |  |  | Default Wall Assembly | E3A |  | Sample Window Assembly | E3A |  |  |  |  | Sample Window Assembly | E3A | [13 empty] | 0 | [5 empty] | Default Roof Assembly | E3A | [10 empty] | 0 | [5 empty] | Default Roof Assembly | E3A | [10 empty] | 0 | [5 empty] | Default Roof Assembly | E3A | [10 empty] | 0 | [5 empty] | Default Roof Assembly | E3A
N07_001_Area_15 | N07_001_Area_15 | OK | 281.1528 | 281.15 | OK | 2.6 | 2.6 | OK | 200 | 200 | OK | 235 | 235 | OK | L/s | L/s | OK | 4 | 4 | OK | Office Work | Office Work | OK | 70 | 70 | OK | 45 | 45 | OK | Escritorio Ocup | Escritorio Ocup | OK |  | 0 |  | 3374 | 3374 | OK | Recessed Unvented | Recessed Unvented | OK | 1 | 1 | OK | Escritorio Ilum | Escritorio Ilum | OK | 15 | 15 | OK | Escritorio Equip | Escritorio Equip | OK |  | 0 |  |  | 0 |  |  | Sample Schedule | E3A |  | Sample Schedule | E3A | Air Change | Air Change | OK | 0.3 | 0.3 | OK | 0.3 | 0.3 | OK | 0.3 | 0.3 | OK |  | Floor Above Cond Space | E3A |  | 0 |  |  | 0.568 | E3A |  | 0 |  |  | 0 |  |  | 0 |  |  | 0.568 | E3A |  | 0 |  |  | 0 |  |  | 23.9 | E3A |  | 35 | E3A |  | 23.9 | E3A |  | 12.8 | E3A |  | 0 |  |  | 2.839 | E3A |  | 23.9 | E3A |  | 35 | E3A |  | 23.9 | E3A |  | 12.8 | E3A |  | 0 |  |  | 2.839 | E3A |  | 23.9 | E3A |  | 35 | E3A |  | 23.9 | E3A |  | 12.8 | E3A | S | S | OK | 43.5823 | 43.58 | OK | Parede Exterior | Paredes Exteriores | DIFF | V07_H07001Area_S | V07_H07001Area_S | OK | 1 | 1 | OK |  | Sample Window Assembly | E3A | [9 empty] | W | W | OK | 63.3689 | 63.37 | OK | Parede Exterior | Paredes Exteriores | DIFF | V07_H07001Area_W | V07_H07001Area_W | OK | 1 | 1 | OK |  | Sample Window Assembly | E3A | [9 empty] | N | N | OK | 21.7235 | 21.72 | OK | Parede Exterior | Paredes Exteriores | DIFF | V07_H07001Area_N | V07_H07001Area_N | OK | 1 | 1 | OK |  | Sample Window Assembly | E3A | [9 empty] | E | E | OK | 8.6152 | 8.62 | OK | Parede Exterior | Paredes Exteriores | DIFF | V07_H07001Area_E | V07_H07001Area_E | OK | 1 | 1 | OK |  | Sample Window Assembly | E3A | [13 empty] | 0 |  |  | Default Wall Assembly | E3A |  | Sample Window Assembly | E3A |  |  |  |  | Sample Window Assembly | E3A | [13 empty] | 0 |  |  | Default Wall Assembly | E3A |  | Sample Window Assembly | E3A |  |  |  |  | Sample Window Assembly | E3A | [13 empty] | 0 |  |  | Default Wall Assembly | E3A |  | Sample Window Assembly | E3A |  |  |  |  | Sample Window Assembly | E3A | [13 empty] | 0 |  |  | Default Wall Assembly | E3A |  | Sample Window Assembly | E3A |  |  |  |  | Sample Window Assembly | E3A | [13 empty] | 0 | [5 empty] | Default Roof Assembly | E3A | [10 empty] | 0 | [5 empty] | Default Roof Assembly | E3A | [10 empty] | 0 | [5 empty] | Default Roof Assembly | E3A | [10 empty] | 0 | [5 empty] | Default Roof Assembly | E3A
N07_002_Caixa_de_escadas | N07_002_Caixa_de_escadas | OK | 21.4131 | 21.41 | OK | 2.6 | 2.6 | OK | 200 | 200 | OK | 19 | 19 | OK | L/s | L/s | OK |  | 0 |  |  | Office Work | E3A |  | 0 |  |  | 0 |  | Escritorio Ocup | Escritorio Ocup | OK |  | 0 |  | 107 | 107 | OK | Recessed Unvented | Recessed Unvented | OK | 1 | 1 | OK | Escritorio Ilum | Escritorio Ilum | OK | 0 | 0 |  | Escritorio Equip | Escritorio Equip | OK |  | 0 |  |  | 0 |  |  | Sample Schedule | E3A |  | Sample Schedule | E3A | Air Change | Air Change | OK | 0.05 | 0.05 | OK | 0.05 | 0.05 | OK | 0.05 | 0.05 | OK |  | Floor Above Cond Space | E3A |  | 0 |  |  | 0.568 | E3A |  | 0 |  |  | 0 |  |  | 0 |  |  | 0.568 | E3A |  | 0 |  |  | 0 |  |  | 23.9 | E3A |  | 35 | E3A |  | 23.9 | E3A |  | 12.8 | E3A |  | 0 |  |  | 2.839 | E3A |  | 23.9 | E3A |  | 35 | E3A |  | 23.9 | E3A |  | 12.8 | E3A | 6 | 6 | OK | 0.5 | 0.5 | OK | 30.4 | 30.4 | OK | 31.7 | 31.7 | OK | 7.8 | 7.8 | OK | 4.8 | 4.8 | OK | S | S | OK | 3.7066 | 3.71 | OK | Parede Exterior | Paredes Exteriores | DIFF |  | Sample Window Assembly | E3A |  |  |  |  | Sample Window Assembly | E3A | [9 empty] | E | E | OK | 8.5803 | 8.58 | OK | Parede Exterior | Paredes Exteriores | DIFF |  | Sample Window Assembly | E3A |  |  |  |  | Sample Window Assembly | E3A | [13 empty] | 0 |  |  | Default Wall Assembly | E3A |  | Sample Window Assembly | E3A |  |  |  |  | Sample Window Assembly | E3A | [13 empty] | 0 |  |  | Default Wall Assembly | E3A |  | Sample Window Assembly | E3A |  |  |  |  | Sample Window Assembly | E3A | [13 empty] | 0 |  |  | Default Wall Assembly | E3A |  | Sample Window Assembly | E3A |  |  |  |  | Sample Window Assembly | E3A | [13 empty] | 0 |  |  | Default Wall Assembly | E3A |  | Sample Window Assembly | E3A |  |  |  |  | Sample Window Assembly | E3A | [13 empty] | 0 |  |  | Default Wall Assembly | E3A |  | Sample Window Assembly | E3A |  |  |  |  | Sample Window Assembly | E3A | [13 empty] | 0 |  |  | Default Wall Assembly | E3A |  | Sample Window Assembly | E3A |  |  |  |  | Sample Window Assembly | E3A | [13 empty] | 0 | [5 empty] | Default Roof Assembly | E3A | [10 empty] | 0 | [5 empty] | Default Roof Assembly | E3A | [10 empty] | 0 | [5 empty] | Default Roof Assembly | E3A | [10 empty] | 0 | [5 empty] | Default Roof Assembly | E3A
N07_003_Caixa_de_escadas | N07_003_Caixa_de_escadas | OK | 20.191 | 20.19 | OK | 2.6 | 2.6 | OK | 200 | 200 | OK | 17 | 17 | OK | L/s | L/s | OK |  | 0 |  |  | Office Work | E3A |  | 0 |  |  | 0 |  | Escritorio Ocup | Escritorio Ocup | OK |  | 0 |  | 101 | 101 | OK | Recessed Unvented | Recessed Unvented | OK | 1 | 1 | OK | Escritorio Ilum | Escritorio Ilum | OK | 0 | 0 |  | Escritorio Equip | Escritorio Equip | OK |  | 0 |  |  | 0 |  |  | Sample Schedule | E3A |  | Sample Schedule | E3A | Air Change | Air Change | OK | 0.05 | 0.05 | OK | 0.05 | 0.05 | OK | 0.05 | 0.05 | OK |  | Floor Above Cond Space | E3A |  | 0 |  |  | 0.568 | E3A |  | 0 |  |  | 0 |  |  | 0 |  |  | 0.568 | E3A |  | 0 |  |  | 0 |  |  | 23.9 | E3A |  | 35 | E3A |  | 23.9 | E3A |  | 12.8 | E3A |  | 0 |  |  | 2.839 | E3A |  | 23.9 | E3A |  | 35 | E3A |  | 23.9 | E3A |  | 12.8 | E3A | 12.8 | 12.8 | OK | 0.5 | 0.5 | OK | 30.4 | 30.4 | OK | 31.7 | 31.7 | OK | 7.8 | 7.8 | OK | 4.8 | 4.8 | OK | E | E | OK | 13.0312 | 13.03 | OK | Parede Exterior | Paredes Exteriores | DIFF |  | Sample Window Assembly | E3A |  |  |  |  | Sample Window Assembly | E3A | [13 empty] | 0 |  |  | Default Wall Assembly | E3A |  | Sample Window Assembly | E3A |  |  |  |  | Sample Window Assembly | E3A | [13 empty] | 0 |  |  | Default Wall Assembly | E3A |  | Sample Window Assembly | E3A |  |  |  |  | Sample Window Assembly | E3A | [13 empty] | 0 |  |  | Default Wall Assembly | E3A |  | Sample Window Assembly | E3A |  |  |  |  | Sample Window Assembly | E3A | [13 empty] | 0 |  |  | Default Wall Assembly | E3A |  | Sample Window Assembly | E3A |  |  |  |  | Sample Window Assembly | E3A | [13 empty] | 0 |  |  | Default Wall Assembly | E3A |  | Sample Window Assembly | E3A |  |  |  |  | Sample Window Assembly | E3A | [13 empty] | 0 |  |  | Default Wall Assembly | E3A |  | Sample Window Assembly | E3A |  |  |  |  | Sample Window Assembly | E3A | [13 empty] | 0 |  |  | Default Wall Assembly | E3A |  | Sample Window Assembly | E3A |  |  |  |  | Sample Window Assembly | E3A | [13 empty] | 0 | [5 empty] | Default Roof Assembly | E3A | [10 empty] | 0 | [5 empty] | Default Roof Assembly | E3A | [10 empty] | 0 | [5 empty] | Default Roof Assembly | E3A | [10 empty] | 0 | [5 empty] | Default Roof Assembly | E3A
N07_004_Circulacao | N07_004_Circulacao | OK | 18.743 | 18.74 | OK | 2.6 | 2.6 | OK | 200 | 200 | OK | 16 | 16 | OK | L/s | L/s | OK |  | 0 |  |  | Office Work | E3A |  | 0 |  |  | 0 |  | Escritorio Ocup | Escritorio Ocup | OK |  | 0 |  | 150 | 150 | OK | Recessed Unvented | Recessed Unvented | OK | 1 | 1 | OK | Escritorio Ilum | Escritorio Ilum | OK | 0 | 0 |  | Escritorio Equip | Escritorio Equip | OK |  | 0 |  |  | 0 |  |  | Sample Schedule | E3A |  | Sample Schedule | E3A | Air Change | Air Change | OK | 0.05 | 0.05 | OK | 0.05 | 0.05 | OK | 0.05 | 0.05 | OK |  | Floor Above Cond Space | E3A |  | 0 |  |  | 0.568 | E3A |  | 0 |  |  | 0 |  |  | 0 |  |  | 0.568 | E3A |  | 0 |  |  | 0 |  |  | 23.9 | E3A |  | 35 | E3A |  | 23.9 | E3A |  | 12.8 | E3A |  | 0 |  |  | 2.839 | E3A |  | 23.9 | E3A |  | 35 | E3A |  | 23.9 | E3A |  | 12.8 | E3A | 17.4 | 17.4 | OK | 0.5 | 0.5 | OK | 30.4 | 30.4 | OK | 31.7 | 31.7 | OK | 7.8 | 7.8 | OK | 4.8 | 4.8 | OK |  |  |  |  | 0 |  |  | Default Wall Assembly | E3A |  | Sample Window Assembly | E3A |  |  |  |  | Sample Window Assembly | E3A | [13 empty] | 0 |  |  | Default Wall Assembly | E3A |  | Sample Window Assembly | E3A |  |  |  |  | Sample Window Assembly | E3A | [13 empty] | 0 |  |  | Default Wall Assembly | E3A |  | Sample Window Assembly | E3A |  |  |  |  | Sample Window Assembly | E3A | [13 empty] | 0 |  |  | Default Wall Assembly | E3A |  | Sample Window Assembly | E3A |  |  |  |  | Sample Window Assembly | E3A | [13 empty] | 0 |  |  | Default Wall Assembly | E3A |  | Sample Window Assembly | E3A |  |  |  |  | Sample Window Assembly | E3A | [13 empty] | 0 |  |  | Default Wall Assembly | E3A |  | Sample Window Assembly | E3A |  |  |  |  | Sample Window Assembly | E3A | [13 empty] | 0 |  |  | Default Wall Assembly | E3A |  | Sample Window Assembly | E3A |  |  |  |  | Sample Window Assembly | E3A | [13 empty] | 0 |  |  | Default Wall Assembly | E3A |  | Sample Window Assembly | E3A |  |  |  |  | Sample Window Assembly | E3A | [13 empty] | 0 | [5 empty] | Default Roof Assembly | E3A | [10 empty] | 0 | [5 empty] | Default Roof Assembly | E3A | [10 empty] | 0 | [5 empty] | Default Roof Assembly | E3A | [10 empty] | 0 | [5 empty] | Default Roof Assembly | E3A
N07_005_IS | N07_005_IS | OK | 20.9801 | 20.98 | OK | 2.6 | 2.6 | OK | 200 | 200 | OK | 18 | 18 | OK | L/s | L/s | OK |  | 0 |  |  | Office Work | E3A |  | 0 |  |  | 0 |  | Escritorio Ocup | Escritorio Ocup | OK |  | 0 |  | 168 | 168 | OK | Recessed Unvented | Recessed Unvented | OK | 1 | 1 | OK | Escritorio Ilum | Escritorio Ilum | OK | 5 | 5 | OK | Escritorio Equip | Escritorio Equip | OK |  | 0 |  |  | 0 |  |  | Sample Schedule | E3A |  | Sample Schedule | E3A | Air Change | Air Change | OK | 0.05 | 0.05 | OK | 0.05 | 0.05 | OK | 0.05 | 0.05 | OK |  | Floor Above Cond Space | E3A |  | 0 |  |  | 0.568 | E3A |  | 0 |  |  | 0 |  |  | 0 |  |  | 0.568 | E3A |  | 0 |  |  | 0 |  |  | 23.9 | E3A |  | 35 | E3A |  | 23.9 | E3A |  | 12.8 | E3A |  | 0 |  |  | 2.839 | E3A |  | 23.9 | E3A |  | 35 | E3A |  | 23.9 | E3A |  | 12.8 | E3A |  | 0 |  |  | 2.839 | E3A |  | 23.9 | E3A |  | 35 | E3A |  | 23.9 | E3A |  | 12.8 | E3A |  |  |  |  | 0 |  |  | Default Wall Assembly | E3A |  | Sample Window Assembly | E3A |  |  |  |  | Sample Window Assembly | E3A | [13 empty] | 0 |  |  | Default Wall Assembly | E3A |  | Sample Window Assembly | E3A |  |  |  |  | Sample Window Assembly | E3A | [13 empty] | 0 |  |  | Default Wall Assembly | E3A |  | Sample Window Assembly | E3A |  |  |  |  | Sample Window Assembly | E3A | [13 empty] | 0 |  |  | Default Wall Assembly | E3A |  | Sample Window Assembly | E3A |  |  |  |  | Sample Window Assembly | E3A | [13 empty] | 0 |  |  | Default Wall Assembly | E3A |  | Sample Window Assembly | E3A |  |  |  |  | Sample Window Assembly | E3A | [13 empty] | 0 |  |  | Default Wall Assembly | E3A |  | Sample Window Assembly | E3A |  |  |  |  | Sample Window Assembly | E3A | [13 empty] | 0 |  |  | Default Wall Assembly | E3A |  | Sample Window Assembly | E3A |  |  |  |  | Sample Window Assembly | E3A | [13 empty] | 0 |  |  | Default Wall Assembly | E3A |  | Sample Window Assembly | E3A |  |  |  |  | Sample Window Assembly | E3A | [13 empty] | 0 | [5 empty] | Default Roof Assembly | E3A | [10 empty] | 0 | [5 empty] | Default Roof Assembly | E3A | [10 empty] | 0 | [5 empty] | Default Roof Assembly | E3A | [10 empty] | 0 | [5 empty] | Default Roof Assembly | E3A
N07_006_Zonas_tecnicas_E | N07_006_Zonas_tecnicas_E | OK | 25.606 | 25.61 | OK | 2.6 | 2.6 | OK | 200 | 200 | OK | 22 | 22 | OK | L/s | L/s | OK |  | 0 |  |  | Office Work | E3A |  | 0 |  |  | 0 |  | Sample Schedule | Sample Schedule | OK |  | 0 |  | 128 | 128 | OK | Recessed Unvented | Recessed Unvented | OK | 1 | 1 | OK | Sample Schedule | Sample Schedule | OK | 5 | 5 | OK | Sample Schedule | Sample Schedule | OK |  | 0 |  |  | 0 |  |  | Sample Schedule | E3A |  | Sample Schedule | E3A | Air Change | Air Change | OK | 0.05 | 0.05 | OK | 0.05 | 0.05 | OK | 0.05 | 0.05 | OK |  | Floor Above Cond Space | E3A |  | 0 |  |  | 0.568 | E3A |  | 0 |  |  | 0 |  |  | 0 |  |  | 0.568 | E3A |  | 0 |  |  | 0 |  |  | 23.9 | E3A |  | 35 | E3A |  | 23.9 | E3A |  | 12.8 | E3A |  | 0 |  |  | 2.839 | E3A |  | 23.9 | E3A |  | 35 | E3A |  | 23.9 | E3A |  | 12.8 | E3A |  | 0 |  |  | 2.839 | E3A |  | 23.9 | E3A |  | 35 | E3A |  | 23.9 | E3A |  | 12.8 | E3A |  |  |  |  | 0 |  |  | Default Wall Assembly | E3A |  | Sample Window Assembly | E3A |  |  |  |  | Sample Window Assembly | E3A | [13 empty] | 0 |  |  | Default Wall Assembly | E3A |  | Sample Window Assembly | E3A |  |  |  |  | Sample Window Assembly | E3A | [13 empty] | 0 |  |  | Default Wall Assembly | E3A |  | Sample Window Assembly | E3A |  |  |  |  | Sample Window Assembly | E3A | [13 empty] | 0 |  |  | Default Wall Assembly | E3A |  | Sample Window Assembly | E3A |  |  |  |  | Sample Window Assembly | E3A | [13 empty] | 0 |  |  | Default Wall Assembly | E3A |  | Sample Window Assembly | E3A |  |  |  |  | Sample Window Assembly | E3A | [13 empty] | 0 |  |  | Default Wall Assembly | E3A |  | Sample Window Assembly | E3A |  |  |  |  | Sample Window Assembly | E3A | [13 empty] | 0 |  |  | Default Wall Assembly | E3A |  | Sample Window Assembly | E3A |  |  |  |  | Sample Window Assembly | E3A | [13 empty] | 0 |  |  | Default Wall Assembly | E3A |  | Sample Window Assembly | E3A |  |  |  |  | Sample Window Assembly | E3A | [13 empty] | 0 | [5 empty] | Default Roof Assembly | E3A | [10 empty] | 0 | [5 empty] | Default Roof Assembly | E3A | [10 empty] | 0 | [5 empty] | Default Roof Assembly | E3A | [10 empty] | 0 | [5 empty] | Default Roof Assembly | E3A
N07_007_Copa | N07_007_Copa | OK | 22.8029 | 22.8 | OK | 2.6 | 2.6 | OK | 200 | 200 | OK | 20 | 20 | OK | L/s | L/s | OK |  | 0 |  |  | Office Work | E3A |  | 0 |  |  | 0 |  | Escritorio Ocup | Escritorio Ocup | OK |  | 0 |  | 228 | 228 | OK | Recessed Unvented | Recessed Unvented | OK | 1 | 1 | OK | Escritorio Ilum | Escritorio Ilum | OK | 20 | 20 | OK | Escritorio Equip | Escritorio Equip | OK |  | 0 |  |  | 0 |  |  | Sample Schedule | E3A |  | Sample Schedule | E3A | Air Change | Air Change | OK | 0.05 | 0.05 | OK | 0.05 | 0.05 | OK | 0.05 | 0.05 | OK |  | Floor Above Cond Space | E3A |  | 0 |  |  | 0.568 | E3A |  | 0 |  |  | 0 |  |  | 0 |  |  | 0.568 | E3A |  | 0 |  |  | 0 |  |  | 23.9 | E3A |  | 35 | E3A |  | 23.9 | E3A |  | 12.8 | E3A |  | 0 |  |  | 2.839 | E3A |  | 23.9 | E3A |  | 35 | E3A |  | 23.9 | E3A |  | 12.8 | E3A |  | 0 |  |  | 2.839 | E3A |  | 23.9 | E3A |  | 35 | E3A |  | 23.9 | E3A |  | 12.8 | E3A | N | N | OK | 21.7158 | 21.72 | OK | Parede Exterior | Paredes Exteriores | DIFF |  | Sample Window Assembly | E3A |  |  |  |  | Sample Window Assembly | E3A | [9 empty] | E | E | OK | 1.0407 | 1.04 | OK | Parede Exterior | Paredes Exteriores | DIFF |  | Sample Window Assembly | E3A |  |  |  |  | Sample Window Assembly | E3A | [13 empty] | 0 |  |  | Default Wall Assembly | E3A |  | Sample Window Assembly | E3A |  |  |  |  | Sample Window Assembly | E3A | [13 empty] | 0 |  |  | Default Wall Assembly | E3A |  | Sample Window Assembly | E3A |  |  |  |  | Sample Window Assembly | E3A | [13 empty] | 0 |  |  | Default Wall Assembly | E3A |  | Sample Window Assembly | E3A |  |  |  |  | Sample Window Assembly | E3A | [13 empty] | 0 |  |  | Default Wall Assembly | E3A |  | Sample Window Assembly | E3A |  |  |  |  | Sample Window Assembly | E3A | [13 empty] | 0 |  |  | Default Wall Assembly | E3A |  | Sample Window Assembly | E3A |  |  |  |  | Sample Window Assembly | E3A | [13 empty] | 0 |  |  | Default Wall Assembly | E3A |  | Sample Window Assembly | E3A |  |  |  |  | Sample Window Assembly | E3A | [13 empty] | 0 | [5 empty] | Default Roof Assembly | E3A | [10 empty] | 0 | [5 empty] | Default Roof Assembly | E3A | [10 empty] | 0 | [5 empty] | Default Roof Assembly | E3A | [10 empty] | 0 | [5 empty] | Default Roof Assembly | E3A
O08_001_Area_15 | O08_001_Area_15 | OK | 281.1528 | 281.15 | OK | 2.6 | 2.6 | OK | 200 | 200 | OK | 235 | 235 | OK | L/s | L/s | OK | 4 | 4 | OK | Office Work | Office Work | OK | 70 | 70 | OK | 45 | 45 | OK | Escritorio Ocup | Escritorio Ocup | OK |  | 0 |  | 3374 | 3374 | OK | Recessed Unvented | Recessed Unvented | OK | 1 | 1 | OK | Escritorio Ilum | Escritorio Ilum | OK | 15 | 15 | OK | Escritorio Equip | Escritorio Equip | OK |  | 0 |  |  | 0 |  |  | Sample Schedule | E3A |  | Sample Schedule | E3A | Air Change | Air Change | OK | 0.3 | 0.3 | OK | 0.3 | 0.3 | OK | 0.3 | 0.3 | OK |  | Floor Above Cond Space | E3A |  | 0 |  |  | 0.568 | E3A |  | 0 |  |  | 0 |  |  | 0 |  |  | 0.568 | E3A |  | 0 |  |  | 0 |  |  | 23.9 | E3A |  | 35 | E3A |  | 23.9 | E3A |  | 12.8 | E3A |  | 0 |  |  | 2.839 | E3A |  | 23.9 | E3A |  | 35 | E3A |  | 23.9 | E3A |  | 12.8 | E3A |  | 0 |  |  | 2.839 | E3A |  | 23.9 | E3A |  | 35 | E3A |  | 23.9 | E3A |  | 12.8 | E3A | S | S | OK | 43.5823 | 43.58 | OK | Parede Exterior | Paredes Exteriores | DIFF | V08_I08001Area_S | V08_I08001Area_S | OK | 1 | 1 | OK |  | Sample Window Assembly | E3A | [9 empty] | W | W | OK | 63.3689 | 63.37 | OK | Parede Exterior | Paredes Exteriores | DIFF | V08_I08001Area_W | V08_I08001Area_W | OK | 1 | 1 | OK |  | Sample Window Assembly | E3A | [9 empty] | N | N | OK | 21.7235 | 21.72 | OK | Parede Exterior | Paredes Exteriores | DIFF | V08_I08001Area_N | V08_I08001Area_N | OK | 1 | 1 | OK |  | Sample Window Assembly | E3A | [9 empty] | E | E | OK | 8.6152 | 8.62 | OK | Parede Exterior | Paredes Exteriores | DIFF | V08_I08001Area_E | V08_I08001Area_E | OK | 1 | 1 | OK |  | Sample Window Assembly | E3A | [13 empty] | 0 |  |  | Default Wall Assembly | E3A |  | Sample Window Assembly | E3A |  |  |  |  | Sample Window Assembly | E3A | [13 empty] | 0 |  |  | Default Wall Assembly | E3A |  | Sample Window Assembly | E3A |  |  |  |  | Sample Window Assembly | E3A | [13 empty] | 0 |  |  | Default Wall Assembly | E3A |  | Sample Window Assembly | E3A |  |  |  |  | Sample Window Assembly | E3A | [13 empty] | 0 |  |  | Default Wall Assembly | E3A |  | Sample Window Assembly | E3A |  |  |  |  | Sample Window Assembly | E3A | [13 empty] | 0 | [5 empty] | Default Roof Assembly | E3A | [10 empty] | 0 | [5 empty] | Default Roof Assembly | E3A | [10 empty] | 0 | [5 empty] | Default Roof Assembly | E3A | [10 empty] | 0 | [5 empty] | Default Roof Assembly | E3A
O08_002_Caixa_de_escadas | O08_002_Caixa_de_escadas | OK | 21.417 | 21.42 | OK | 2.6 | 2.6 | OK | 200 | 200 | OK | 19 | 19 | OK | L/s | L/s | OK |  | 0 |  |  | Office Work | E3A |  | 0 |  |  | 0 |  | Escritorio Ocup | Escritorio Ocup | OK |  | 0 |  | 107 | 107 | OK | Recessed Unvented | Recessed Unvented | OK | 1 | 1 | OK | Escritorio Ilum | Escritorio Ilum | OK | 0 | 0 |  | Escritorio Equip | Escritorio Equip | OK |  | 0 |  |  | 0 |  |  | Sample Schedule | E3A |  | Sample Schedule | E3A | Air Change | Air Change | OK | 0.05 | 0.05 | OK | 0.05 | 0.05 | OK | 0.05 | 0.05 | OK |  | Floor Above Cond Space | E3A |  | 0 |  |  | 0.568 | E3A |  | 0 |  |  | 0 |  |  | 0 |  |  | 0.568 | E3A |  | 0 |  |  | 0 |  |  | 23.9 | E3A |  | 35 | E3A |  | 23.9 | E3A |  | 12.8 | E3A |  | 0 |  |  | 2.839 | E3A |  | 23.9 | E3A |  | 35 | E3A |  | 23.9 | E3A |  | 12.8 | E3A | 6 | 6 | OK | 0.5 | 0.5 | OK | 30.4 | 30.4 | OK | 31.7 | 31.7 | OK | 7.8 | 7.8 | OK | 4.8 | 4.8 | OK | S | S | OK | 3.5786 | 3.58 | OK | Parede Exterior | Paredes Exteriores | DIFF |  | Sample Window Assembly | E3A |  |  |  |  | Sample Window Assembly | E3A | [9 empty] | E | E | OK | 8.5803 | 8.58 | OK | Parede Exterior | Paredes Exteriores | DIFF |  | Sample Window Assembly | E3A |  |  |  |  | Sample Window Assembly | E3A | [13 empty] | 0 |  |  | Default Wall Assembly | E3A |  | Sample Window Assembly | E3A |  |  |  |  | Sample Window Assembly | E3A | [13 empty] | 0 |  |  | Default Wall Assembly | E3A |  | Sample Window Assembly | E3A |  |  |  |  | Sample Window Assembly | E3A | [13 empty] | 0 |  |  | Default Wall Assembly | E3A |  | Sample Window Assembly | E3A |  |  |  |  | Sample Window Assembly | E3A | [13 empty] | 0 |  |  | Default Wall Assembly | E3A |  | Sample Window Assembly | E3A |  |  |  |  | Sample Window Assembly | E3A | [13 empty] | 0 |  |  | Default Wall Assembly | E3A |  | Sample Window Assembly | E3A |  |  |  |  | Sample Window Assembly | E3A | [13 empty] | 0 |  |  | Default Wall Assembly | E3A |  | Sample Window Assembly | E3A |  |  |  |  | Sample Window Assembly | E3A | [13 empty] | 0 | [5 empty] | Default Roof Assembly | E3A | [10 empty] | 0 | [5 empty] | Default Roof Assembly | E3A | [10 empty] | 0 | [5 empty] | Default Roof Assembly | E3A | [10 empty] | 0 | [5 empty] | Default Roof Assembly | E3A
O08_003_Caixa_de_escadas | O08_003_Caixa_de_escadas | OK | 20.191 | 20.19 | OK | 2.6 | 2.6 | OK | 200 | 200 | OK | 17 | 17 | OK | L/s | L/s | OK |  | 0 |  |  | Office Work | E3A |  | 0 |  |  | 0 |  | Escritorio Ocup | Escritorio Ocup | OK |  | 0 |  | 101 | 101 | OK | Recessed Unvented | Recessed Unvented | OK | 1 | 1 | OK | Escritorio Ilum | Escritorio Ilum | OK | 0 | 0 |  | Escritorio Equip | Escritorio Equip | OK |  | 0 |  |  | 0 |  |  | Sample Schedule | E3A |  | Sample Schedule | E3A | Air Change | Air Change | OK | 0.05 | 0.05 | OK | 0.05 | 0.05 | OK | 0.05 | 0.05 | OK |  | Floor Above Cond Space | E3A |  | 0 |  |  | 0.568 | E3A |  | 0 |  |  | 0 |  |  | 0 |  |  | 0.568 | E3A |  | 0 |  |  | 0 |  |  | 23.9 | E3A |  | 35 | E3A |  | 23.9 | E3A |  | 12.8 | E3A |  | 0 |  |  | 2.839 | E3A |  | 23.9 | E3A |  | 35 | E3A |  | 23.9 | E3A |  | 12.8 | E3A | 12.8 | 12.8 | OK | 0.5 | 0.5 | OK | 30.4 | 30.4 | OK | 31.7 | 31.7 | OK | 7.8 | 7.8 | OK | 4.8 | 4.8 | OK | E | E | OK | 13.0312 | 13.03 | OK | Parede Exterior | Paredes Exteriores | DIFF |  | Sample Window Assembly | E3A |  |  |  |  | Sample Window Assembly | E3A | [13 empty] | 0 |  |  | Default Wall Assembly | E3A |  | Sample Window Assembly | E3A |  |  |  |  | Sample Window Assembly | E3A | [13 empty] | 0 |  |  | Default Wall Assembly | E3A |  | Sample Window Assembly | E3A |  |  |  |  | Sample Window Assembly | E3A | [13 empty] | 0 |  |  | Default Wall Assembly | E3A |  | Sample Window Assembly | E3A |  |  |  |  | Sample Window Assembly | E3A | [13 empty] | 0 |  |  | Default Wall Assembly | E3A |  | Sample Window Assembly | E3A |  |  |  |  | Sample Window Assembly | E3A | [13 empty] | 0 |  |  | Default Wall Assembly | E3A |  | Sample Window Assembly | E3A |  |  |  |  | Sample Window Assembly | E3A | [13 empty] | 0 |  |  | Default Wall Assembly | E3A |  | Sample Window Assembly | E3A |  |  |  |  | Sample Window Assembly | E3A | [13 empty] | 0 |  |  | Default Wall Assembly | E3A |  | Sample Window Assembly | E3A |  |  |  |  | Sample Window Assembly | E3A | [13 empty] | 0 | [5 empty] | Default Roof Assembly | E3A | [10 empty] | 0 | [5 empty] | Default Roof Assembly | E3A | [10 empty] | 0 | [5 empty] | Default Roof Assembly | E3A | [10 empty] | 0 | [5 empty] | Default Roof Assembly | E3A
O08_004_Circulacao | O08_004_Circulacao | OK | 18.743 | 18.74 | OK | 2.6 | 2.6 | OK | 200 | 200 | OK | 16 | 16 | OK | L/s | L/s | OK |  | 0 |  |  | Office Work | E3A |  | 0 |  |  | 0 |  | Escritorio Ocup | Escritorio Ocup | OK |  | 0 |  | 150 | 150 | OK | Recessed Unvented | Recessed Unvented | OK | 1 | 1 | OK | Escritorio Ilum | Escritorio Ilum | OK | 0 | 0 |  | Escritorio Equip | Escritorio Equip | OK |  | 0 |  |  | 0 |  |  | Sample Schedule | E3A |  | Sample Schedule | E3A | Air Change | Air Change | OK | 0.05 | 0.05 | OK | 0.05 | 0.05 | OK | 0.05 | 0.05 | OK |  | Floor Above Cond Space | E3A |  | 0 |  |  | 0.568 | E3A |  | 0 |  |  | 0 |  |  | 0 |  |  | 0.568 | E3A |  | 0 |  |  | 0 |  |  | 23.9 | E3A |  | 35 | E3A |  | 23.9 | E3A |  | 12.8 | E3A |  | 0 |  |  | 2.839 | E3A |  | 23.9 | E3A |  | 35 | E3A |  | 23.9 | E3A |  | 12.8 | E3A | 17.4 | 17.4 | OK | 0.5 | 0.5 | OK | 30.4 | 30.4 | OK | 31.7 | 31.7 | OK | 7.8 | 7.8 | OK | 4.8 | 4.8 | OK |  |  |  |  | 0 |  |  | Default Wall Assembly | E3A |  | Sample Window Assembly | E3A |  |  |  |  | Sample Window Assembly | E3A | [13 empty] | 0 |  |  | Default Wall Assembly | E3A |  | Sample Window Assembly | E3A |  |  |  |  | Sample Window Assembly | E3A | [13 empty] | 0 |  |  | Default Wall Assembly | E3A |  | Sample Window Assembly | E3A |  |  |  |  | Sample Window Assembly | E3A | [13 empty] | 0 |  |  | Default Wall Assembly | E3A |  | Sample Window Assembly | E3A |  |  |  |  | Sample Window Assembly | E3A | [13 empty] | 0 |  |  | Default Wall Assembly | E3A |  | Sample Window Assembly | E3A |  |  |  |  | Sample Window Assembly | E3A | [13 empty] | 0 |  |  | Default Wall Assembly | E3A |  | Sample Window Assembly | E3A |  |  |  |  | Sample Window Assembly | E3A | [13 empty] | 0 |  |  | Default Wall Assembly | E3A |  | Sample Window Assembly | E3A |  |  |  |  | Sample Window Assembly | E3A | [13 empty] | 0 |  |  | Default Wall Assembly | E3A |  | Sample Window Assembly | E3A |  |  |  |  | Sample Window Assembly | E3A | [13 empty] | 0 | [5 empty] | Default Roof Assembly | E3A | [10 empty] | 0 | [5 empty] | Default Roof Assembly | E3A | [10 empty] | 0 | [5 empty] | Default Roof Assembly | E3A | [10 empty] | 0 | [5 empty] | Default Roof Assembly | E3A
O08_005_IS | O08_005_IS | OK | 20.9801 | 20.98 | OK | 2.6 | 2.6 | OK | 200 | 200 | OK | 18 | 18 | OK | L/s | L/s | OK |  | 0 |  |  | Office Work | E3A |  | 0 |  |  | 0 |  | Escritorio Ocup | Escritorio Ocup | OK |  | 0 |  | 168 | 168 | OK | Recessed Unvented | Recessed Unvented | OK | 1 | 1 | OK | Escritorio Ilum | Escritorio Ilum | OK | 5 | 5 | OK | Escritorio Equip | Escritorio Equip | OK |  | 0 |  |  | 0 |  |  | Sample Schedule | E3A |  | Sample Schedule | E3A | Air Change | Air Change | OK | 0.05 | 0.05 | OK | 0.05 | 0.05 | OK | 0.05 | 0.05 | OK |  | Floor Above Cond Space | E3A |  | 0 |  |  | 0.568 | E3A |  | 0 |  |  | 0 |  |  | 0 |  |  | 0.568 | E3A |  | 0 |  |  | 0 |  |  | 23.9 | E3A |  | 35 | E3A |  | 23.9 | E3A |  | 12.8 | E3A |  | 0 |  |  | 2.839 | E3A |  | 23.9 | E3A |  | 35 | E3A |  | 23.9 | E3A |  | 12.8 | E3A |  | 0 |  |  | 2.839 | E3A |  | 23.9 | E3A |  | 35 | E3A |  | 23.9 | E3A |  | 12.8 | E3A |  |  |  |  | 0 |  |  | Default Wall Assembly | E3A |  | Sample Window Assembly | E3A |  |  |  |  | Sample Window Assembly | E3A | [13 empty] | 0 |  |  | Default Wall Assembly | E3A |  | Sample Window Assembly | E3A |  |  |  |  | Sample Window Assembly | E3A | [13 empty] | 0 |  |  | Default Wall Assembly | E3A |  | Sample Window Assembly | E3A |  |  |  |  | Sample Window Assembly | E3A | [13 empty] | 0 |  |  | Default Wall Assembly | E3A |  | Sample Window Assembly | E3A |  |  |  |  | Sample Window Assembly | E3A | [13 empty] | 0 |  |  | Default Wall Assembly | E3A |  | Sample Window Assembly | E3A |  |  |  |  | Sample Window Assembly | E3A | [13 empty] | 0 |  |  | Default Wall Assembly | E3A |  | Sample Window Assembly | E3A |  |  |  |  | Sample Window Assembly | E3A | [13 empty] | 0 |  |  | Default Wall Assembly | E3A |  | Sample Window Assembly | E3A |  |  |  |  | Sample Window Assembly | E3A | [13 empty] | 0 |  |  | Default Wall Assembly | E3A |  | Sample Window Assembly | E3A |  |  |  |  | Sample Window Assembly | E3A | [13 empty] | 0 | [5 empty] | Default Roof Assembly | E3A | [10 empty] | 0 | [5 empty] | Default Roof Assembly | E3A | [10 empty] | 0 | [5 empty] | Default Roof Assembly | E3A | [10 empty] | 0 | [5 empty] | Default Roof Assembly | E3A
O08_006_Zonas_tecnicas_E | O08_006_Zonas_tecnicas_E | OK | 25.606 | 25.61 | OK | 2.6 | 2.6 | OK | 200 | 200 | OK | 22 | 22 | OK | L/s | L/s | OK |  | 0 |  |  | Office Work | E3A |  | 0 |  |  | 0 |  | Sample Schedule | Sample Schedule | OK |  | 0 |  | 128 | 128 | OK | Recessed Unvented | Recessed Unvented | OK | 1 | 1 | OK | Sample Schedule | Sample Schedule | OK | 5 | 5 | OK | Sample Schedule | Sample Schedule | OK |  | 0 |  |  | 0 |  |  | Sample Schedule | E3A |  | Sample Schedule | E3A | Air Change | Air Change | OK | 0.05 | 0.05 | OK | 0.05 | 0.05 | OK | 0.05 | 0.05 | OK |  | Floor Above Cond Space | E3A |  | 0 |  |  | 0.568 | E3A |  | 0 |  |  | 0 |  |  | 0 |  |  | 0.568 | E3A |  | 0 |  |  | 0 |  |  | 23.9 | E3A |  | 35 | E3A |  | 23.9 | E3A |  | 12.8 | E3A |  | 0 |  |  | 2.839 | E3A |  | 23.9 | E3A |  | 35 | E3A |  | 23.9 | E3A |  | 12.8 | E3A |  | 0 |  |  | 2.839 | E3A |  | 23.9 | E3A |  | 35 | E3A |  | 23.9 | E3A |  | 12.8 | E3A |  |  |  |  | 0 |  |  | Default Wall Assembly | E3A |  | Sample Window Assembly | E3A |  |  |  |  | Sample Window Assembly | E3A | [13 empty] | 0 |  |  | Default Wall Assembly | E3A |  | Sample Window Assembly | E3A |  |  |  |  | Sample Window Assembly | E3A | [13 empty] | 0 |  |  | Default Wall Assembly | E3A |  | Sample Window Assembly | E3A |  |  |  |  | Sample Window Assembly | E3A | [13 empty] | 0 |  |  | Default Wall Assembly | E3A |  | Sample Window Assembly | E3A |  |  |  |  | Sample Window Assembly | E3A | [13 empty] | 0 |  |  | Default Wall Assembly | E3A |  | Sample Window Assembly | E3A |  |  |  |  | Sample Window Assembly | E3A | [13 empty] | 0 |  |  | Default Wall Assembly | E3A |  | Sample Window Assembly | E3A |  |  |  |  | Sample Window Assembly | E3A | [13 empty] | 0 |  |  | Default Wall Assembly | E3A |  | Sample Window Assembly | E3A |  |  |  |  | Sample Window Assembly | E3A | [13 empty] | 0 |  |  | Default Wall Assembly | E3A |  | Sample Window Assembly | E3A |  |  |  |  | Sample Window Assembly | E3A | [13 empty] | 0 | [5 empty] | Default Roof Assembly | E3A | [10 empty] | 0 | [5 empty] | Default Roof Assembly | E3A | [10 empty] | 0 | [5 empty] | Default Roof Assembly | E3A | [10 empty] | 0 | [5 empty] | Default Roof Assembly | E3A
O08_007_Copa | O08_007_Copa | OK | 22.8029 | 22.8 | OK | 2.6 | 2.6 | OK | 200 | 200 | OK | 20 | 20 | OK | L/s | L/s | OK |  | 0 |  |  | Office Work | E3A |  | 0 |  |  | 0 |  | Escritorio Ocup | Escritorio Ocup | OK |  | 0 |  | 228 | 228 | OK | Recessed Unvented | Recessed Unvented | OK | 1 | 1 | OK | Escritorio Ilum | Escritorio Ilum | OK | 20 | 20 | OK | Escritorio Equip | Escritorio Equip | OK |  | 0 |  |  | 0 |  |  | Sample Schedule | E3A |  | Sample Schedule | E3A | Air Change | Air Change | OK | 0.05 | 0.05 | OK | 0.05 | 0.05 | OK | 0.05 | 0.05 | OK |  | Floor Above Cond Space | E3A |  | 0 |  |  | 0.568 | E3A |  | 0 |  |  | 0 |  |  | 0 |  |  | 0.568 | E3A |  | 0 |  |  | 0 |  |  | 23.9 | E3A |  | 35 | E3A |  | 23.9 | E3A |  | 12.8 | E3A |  | 0 |  |  | 2.839 | E3A |  | 23.9 | E3A |  | 35 | E3A |  | 23.9 | E3A |  | 12.8 | E3A |  | 0 |  |  | 2.839 | E3A |  | 23.9 | E3A |  | 35 | E3A |  | 23.9 | E3A |  | 12.8 | E3A | N | N | OK | 21.7158 | 21.72 | OK | Parede Exterior | Paredes Exteriores | DIFF |  | Sample Window Assembly | E3A |  |  |  |  | Sample Window Assembly | E3A | [9 empty] | E | E | OK | 1.0407 | 1.04 | OK | Parede Exterior | Paredes Exteriores | DIFF |  | Sample Window Assembly | E3A |  |  |  |  | Sample Window Assembly | E3A | [13 empty] | 0 |  |  | Default Wall Assembly | E3A |  | Sample Window Assembly | E3A |  |  |  |  | Sample Window Assembly | E3A | [13 empty] | 0 |  |  | Default Wall Assembly | E3A |  | Sample Window Assembly | E3A |  |  |  |  | Sample Window Assembly | E3A | [13 empty] | 0 |  |  | Default Wall Assembly | E3A |  | Sample Window Assembly | E3A |  |  |  |  | Sample Window Assembly | E3A | [13 empty] | 0 |  |  | Default Wall Assembly | E3A |  | Sample Window Assembly | E3A |  |  |  |  | Sample Window Assembly | E3A | [13 empty] | 0 |  |  | Default Wall Assembly | E3A |  | Sample Window Assembly | E3A |  |  |  |  | Sample Window Assembly | E3A | [13 empty] | 0 |  |  | Default Wall Assembly | E3A |  | Sample Window Assembly | E3A |  |  |  |  | Sample Window Assembly | E3A | [13 empty] | 0 | [5 empty] | Default Roof Assembly | E3A | [10 empty] | 0 | [5 empty] | Default Roof Assembly | E3A | [10 empty] | 0 | [5 empty] | Default Roof Assembly | E3A | [10 empty] | 0 | [5 empty] | Default Roof Assembly | E3A
P09_001_Area_15 | P09_001_Area_15 | OK | 281.1528 | 281.15 | OK | 2.6 | 2.6 | OK | 200 | 200 | OK | 235 | 235 | OK | L/s | L/s | OK | 4 | 4 | OK | Office Work | Office Work | OK | 70 | 70 | OK | 45 | 45 | OK | Escritorio Ocup | Escritorio Ocup | OK |  | 0 |  | 3374 | 3374 | OK | Recessed Unvented | Recessed Unvented | OK | 1 | 1 | OK | Escritorio Ilum | Escritorio Ilum | OK | 15 | 15 | OK | Escritorio Equip | Escritorio Equip | OK |  | 0 |  |  | 0 |  |  | Sample Schedule | E3A |  | Sample Schedule | E3A | Air Change | Air Change | OK | 0.3 | 0.3 | OK | 0.3 | 0.3 | OK | 0.3 | 0.3 | OK |  | Floor Above Cond Space | E3A |  | 0 |  |  | 0.568 | E3A |  | 0 |  |  | 0 |  |  | 0 |  |  | 0.568 | E3A |  | 0 |  |  | 0 |  |  | 23.9 | E3A |  | 35 | E3A |  | 23.9 | E3A |  | 12.8 | E3A |  | 0 |  |  | 2.839 | E3A |  | 23.9 | E3A |  | 35 | E3A |  | 23.9 | E3A |  | 12.8 | E3A |  | 0 |  |  | 2.839 | E3A |  | 23.9 | E3A |  | 35 | E3A |  | 23.9 | E3A |  | 12.8 | E3A | S | S | OK | 43.5823 | 43.58 | OK | Parede Exterior | Paredes Exteriores | DIFF | V09_J09001Area_S | V09_J09001Area_S | OK | 1 | 1 | OK |  | Sample Window Assembly | E3A | [9 empty] | W | W | OK | 63.3689 | 63.37 | OK | Parede Exterior | Paredes Exteriores | DIFF | V09_J09001Area_W | V09_J09001Area_W | OK | 1 | 1 | OK |  | Sample Window Assembly | E3A | [9 empty] | N | N | OK | 21.7235 | 21.72 | OK | Parede Exterior | Paredes Exteriores | DIFF | V09_J09001Area_N | V09_J09001Area_N | OK | 1 | 1 | OK |  | Sample Window Assembly | E3A | [9 empty] | E | E | OK | 8.6152 | 8.62 | OK | Parede Exterior | Paredes Exteriores | DIFF | V09_J09001Area_E | V09_J09001Area_E | OK | 1 | 1 | OK |  | Sample Window Assembly | E3A | [13 empty] | 0 |  |  | Default Wall Assembly | E3A |  | Sample Window Assembly | E3A |  |  |  |  | Sample Window Assembly | E3A | [13 empty] | 0 |  |  | Default Wall Assembly | E3A |  | Sample Window Assembly | E3A |  |  |  |  | Sample Window Assembly | E3A | [13 empty] | 0 |  |  | Default Wall Assembly | E3A |  | Sample Window Assembly | E3A |  |  |  |  | Sample Window Assembly | E3A | [13 empty] | 0 |  |  | Default Wall Assembly | E3A |  | Sample Window Assembly | E3A |  |  |  |  | Sample Window Assembly | E3A | [13 empty] | 0 | [5 empty] | Default Roof Assembly | E3A | [10 empty] | 0 | [5 empty] | Default Roof Assembly | E3A | [10 empty] | 0 | [5 empty] | Default Roof Assembly | E3A | [10 empty] | 0 | [5 empty] | Default Roof Assembly | E3A
P09_002_Caixa_de_escadas | P09_002_Caixa_de_escadas | OK | 21.4131 | 21.41 | OK | 2.6 | 2.6 | OK | 200 | 200 | OK | 19 | 19 | OK | L/s | L/s | OK |  | 0 |  |  | Office Work | E3A |  | 0 |  |  | 0 |  | Escritorio Ocup | Escritorio Ocup | OK |  | 0 |  | 107 | 107 | OK | Recessed Unvented | Recessed Unvented | OK | 1 | 1 | OK | Escritorio Ilum | Escritorio Ilum | OK | 0 | 0 |  | Escritorio Equip | Escritorio Equip | OK |  | 0 |  |  | 0 |  |  | Sample Schedule | E3A |  | Sample Schedule | E3A | Air Change | Air Change | OK | 0.05 | 0.05 | OK | 0.05 | 0.05 | OK | 0.05 | 0.05 | OK |  | Floor Above Cond Space | E3A |  | 0 |  |  | 0.568 | E3A |  | 0 |  |  | 0 |  |  | 0 |  |  | 0.568 | E3A |  | 0 |  |  | 0 |  |  | 23.9 | E3A |  | 35 | E3A |  | 23.9 | E3A |  | 12.8 | E3A |  | 0 |  |  | 2.839 | E3A |  | 23.9 | E3A |  | 35 | E3A |  | 23.9 | E3A |  | 12.8 | E3A | 6 | 6 | OK | 0.5 | 0.5 | OK | 30.4 | 30.4 | OK | 31.7 | 31.7 | OK | 7.8 | 7.8 | OK | 4.8 | 4.8 | OK | S | S | OK | 3.687 | 3.69 | OK | Parede Exterior | Paredes Exteriores | DIFF |  | Sample Window Assembly | E3A |  |  |  |  | Sample Window Assembly | E3A | [9 empty] | E | E | OK | 8.5803 | 8.58 | OK | Parede Exterior | Paredes Exteriores | DIFF |  | Sample Window Assembly | E3A |  |  |  |  | Sample Window Assembly | E3A | [13 empty] | 0 |  |  | Default Wall Assembly | E3A |  | Sample Window Assembly | E3A |  |  |  |  | Sample Window Assembly | E3A | [13 empty] | 0 |  |  | Default Wall Assembly | E3A |  | Sample Window Assembly | E3A |  |  |  |  | Sample Window Assembly | E3A | [13 empty] | 0 |  |  | Default Wall Assembly | E3A |  | Sample Window Assembly | E3A |  |  |  |  | Sample Window Assembly | E3A | [13 empty] | 0 |  |  | Default Wall Assembly | E3A |  | Sample Window Assembly | E3A |  |  |  |  | Sample Window Assembly | E3A | [13 empty] | 0 |  |  | Default Wall Assembly | E3A |  | Sample Window Assembly | E3A |  |  |  |  | Sample Window Assembly | E3A | [13 empty] | 0 |  |  | Default Wall Assembly | E3A |  | Sample Window Assembly | E3A |  |  |  |  | Sample Window Assembly | E3A | [13 empty] | 0 | [5 empty] | Default Roof Assembly | E3A | [10 empty] | 0 | [5 empty] | Default Roof Assembly | E3A | [10 empty] | 0 | [5 empty] | Default Roof Assembly | E3A | [10 empty] | 0 | [5 empty] | Default Roof Assembly | E3A
P09_003_Caixa_de_escadas | P09_003_Caixa_de_escadas | OK | 20.191 | 20.19 | OK | 2.6 | 2.6 | OK | 200 | 200 | OK | 17 | 17 | OK | L/s | L/s | OK |  | 0 |  |  | Office Work | E3A |  | 0 |  |  | 0 |  | Escritorio Ocup | Escritorio Ocup | OK |  | 0 |  | 101 | 101 | OK | Recessed Unvented | Recessed Unvented | OK | 1 | 1 | OK | Escritorio Ilum | Escritorio Ilum | OK | 0 | 0 |  | Escritorio Equip | Escritorio Equip | OK |  | 0 |  |  | 0 |  |  | Sample Schedule | E3A |  | Sample Schedule | E3A | Air Change | Air Change | OK | 0.05 | 0.05 | OK | 0.05 | 0.05 | OK | 0.05 | 0.05 | OK |  | Floor Above Cond Space | E3A |  | 0 |  |  | 0.568 | E3A |  | 0 |  |  | 0 |  |  | 0 |  |  | 0.568 | E3A |  | 0 |  |  | 0 |  |  | 23.9 | E3A |  | 35 | E3A |  | 23.9 | E3A |  | 12.8 | E3A |  | 0 |  |  | 2.839 | E3A |  | 23.9 | E3A |  | 35 | E3A |  | 23.9 | E3A |  | 12.8 | E3A | 12.8 | 12.8 | OK | 0.5 | 0.5 | OK | 30.4 | 30.4 | OK | 31.7 | 31.7 | OK | 7.8 | 7.8 | OK | 4.8 | 4.8 | OK | E | E | OK | 13.0312 | 13.03 | OK | Parede Exterior | Paredes Exteriores | DIFF |  | Sample Window Assembly | E3A |  |  |  |  | Sample Window Assembly | E3A | [13 empty] | 0 |  |  | Default Wall Assembly | E3A |  | Sample Window Assembly | E3A |  |  |  |  | Sample Window Assembly | E3A | [13 empty] | 0 |  |  | Default Wall Assembly | E3A |  | Sample Window Assembly | E3A |  |  |  |  | Sample Window Assembly | E3A | [13 empty] | 0 |  |  | Default Wall Assembly | E3A |  | Sample Window Assembly | E3A |  |  |  |  | Sample Window Assembly | E3A | [13 empty] | 0 |  |  | Default Wall Assembly | E3A |  | Sample Window Assembly | E3A |  |  |  |  | Sample Window Assembly | E3A | [13 empty] | 0 |  |  | Default Wall Assembly | E3A |  | Sample Window Assembly | E3A |  |  |  |  | Sample Window Assembly | E3A | [13 empty] | 0 |  |  | Default Wall Assembly | E3A |  | Sample Window Assembly | E3A |  |  |  |  | Sample Window Assembly | E3A | [13 empty] | 0 |  |  | Default Wall Assembly | E3A |  | Sample Window Assembly | E3A |  |  |  |  | Sample Window Assembly | E3A | [13 empty] | 0 | [5 empty] | Default Roof Assembly | E3A | [10 empty] | 0 | [5 empty] | Default Roof Assembly | E3A | [10 empty] | 0 | [5 empty] | Default Roof Assembly | E3A | [10 empty] | 0 | [5 empty] | Default Roof Assembly | E3A
P09_004_Circulacao | P09_004_Circulacao | OK | 18.743 | 18.74 | OK | 2.6 | 2.6 | OK | 200 | 200 | OK | 16 | 16 | OK | L/s | L/s | OK |  | 0 |  |  | Office Work | E3A |  | 0 |  |  | 0 |  | Escritorio Ocup | Escritorio Ocup | OK |  | 0 |  | 150 | 150 | OK | Recessed Unvented | Recessed Unvented | OK | 1 | 1 | OK | Escritorio Ilum | Escritorio Ilum | OK | 0 | 0 |  | Escritorio Equip | Escritorio Equip | OK |  | 0 |  |  | 0 |  |  | Sample Schedule | E3A |  | Sample Schedule | E3A | Air Change | Air Change | OK | 0.05 | 0.05 | OK | 0.05 | 0.05 | OK | 0.05 | 0.05 | OK |  | Floor Above Cond Space | E3A |  | 0 |  |  | 0.568 | E3A |  | 0 |  |  | 0 |  |  | 0 |  |  | 0.568 | E3A |  | 0 |  |  | 0 |  |  | 23.9 | E3A |  | 35 | E3A |  | 23.9 | E3A |  | 12.8 | E3A |  | 0 |  |  | 2.839 | E3A |  | 23.9 | E3A |  | 35 | E3A |  | 23.9 | E3A |  | 12.8 | E3A | 17.4 | 17.4 | OK | 0.5 | 0.5 | OK | 30.4 | 30.4 | OK | 31.7 | 31.7 | OK | 7.8 | 7.8 | OK | 4.8 | 4.8 | OK |  |  |  |  | 0 |  |  | Default Wall Assembly | E3A |  | Sample Window Assembly | E3A |  |  |  |  | Sample Window Assembly | E3A | [13 empty] | 0 |  |  | Default Wall Assembly | E3A |  | Sample Window Assembly | E3A |  |  |  |  | Sample Window Assembly | E3A | [13 empty] | 0 |  |  | Default Wall Assembly | E3A |  | Sample Window Assembly | E3A |  |  |  |  | Sample Window Assembly | E3A | [13 empty] | 0 |  |  | Default Wall Assembly | E3A |  | Sample Window Assembly | E3A |  |  |  |  | Sample Window Assembly | E3A | [13 empty] | 0 |  |  | Default Wall Assembly | E3A |  | Sample Window Assembly | E3A |  |  |  |  | Sample Window Assembly | E3A | [13 empty] | 0 |  |  | Default Wall Assembly | E3A |  | Sample Window Assembly | E3A |  |  |  |  | Sample Window Assembly | E3A | [13 empty] | 0 |  |  | Default Wall Assembly | E3A |  | Sample Window Assembly | E3A |  |  |  |  | Sample Window Assembly | E3A | [13 empty] | 0 |  |  | Default Wall Assembly | E3A |  | Sample Window Assembly | E3A |  |  |  |  | Sample Window Assembly | E3A | [13 empty] | 0 | [5 empty] | Default Roof Assembly | E3A | [10 empty] | 0 | [5 empty] | Default Roof Assembly | E3A | [10 empty] | 0 | [5 empty] | Default Roof Assembly | E3A | [10 empty] | 0 | [5 empty] | Default Roof Assembly | E3A
P09_005_IS | P09_005_IS | OK | 20.9801 | 20.98 | OK | 2.6 | 2.6 | OK | 200 | 200 | OK | 18 | 18 | OK | L/s | L/s | OK |  | 0 |  |  | Office Work | E3A |  | 0 |  |  | 0 |  | Escritorio Ocup | Escritorio Ocup | OK |  | 0 |  | 168 | 168 | OK | Recessed Unvented | Recessed Unvented | OK | 1 | 1 | OK | Escritorio Ilum | Escritorio Ilum | OK | 5 | 5 | OK | Escritorio Equip | Escritorio Equip | OK |  | 0 |  |  | 0 |  |  | Sample Schedule | E3A |  | Sample Schedule | E3A | Air Change | Air Change | OK | 0.05 | 0.05 | OK | 0.05 | 0.05 | OK | 0.05 | 0.05 | OK |  | Floor Above Cond Space | E3A |  | 0 |  |  | 0.568 | E3A |  | 0 |  |  | 0 |  |  | 0 |  |  | 0.568 | E3A |  | 0 |  |  | 0 |  |  | 23.9 | E3A |  | 35 | E3A |  | 23.9 | E3A |  | 12.8 | E3A |  | 0 |  |  | 2.839 | E3A |  | 23.9 | E3A |  | 35 | E3A |  | 23.9 | E3A |  | 12.8 | E3A |  | 0 |  |  | 2.839 | E3A |  | 23.9 | E3A |  | 35 | E3A |  | 23.9 | E3A |  | 12.8 | E3A |  |  |  |  | 0 |  |  | Default Wall Assembly | E3A |  | Sample Window Assembly | E3A |  |  |  |  | Sample Window Assembly | E3A | [13 empty] | 0 |  |  | Default Wall Assembly | E3A |  | Sample Window Assembly | E3A |  |  |  |  | Sample Window Assembly | E3A | [13 empty] | 0 |  |  | Default Wall Assembly | E3A |  | Sample Window Assembly | E3A |  |  |  |  | Sample Window Assembly | E3A | [13 empty] | 0 |  |  | Default Wall Assembly | E3A |  | Sample Window Assembly | E3A |  |  |  |  | Sample Window Assembly | E3A | [13 empty] | 0 |  |  | Default Wall Assembly | E3A |  | Sample Window Assembly | E3A |  |  |  |  | Sample Window Assembly | E3A | [13 empty] | 0 |  |  | Default Wall Assembly | E3A |  | Sample Window Assembly | E3A |  |  |  |  | Sample Window Assembly | E3A | [13 empty] | 0 |  |  | Default Wall Assembly | E3A |  | Sample Window Assembly | E3A |  |  |  |  | Sample Window Assembly | E3A | [13 empty] | 0 |  |  | Default Wall Assembly | E3A |  | Sample Window Assembly | E3A |  |  |  |  | Sample Window Assembly | E3A | [13 empty] | 0 | [5 empty] | Default Roof Assembly | E3A | [10 empty] | 0 | [5 empty] | Default Roof Assembly | E3A | [10 empty] | 0 | [5 empty] | Default Roof Assembly | E3A | [10 empty] | 0 | [5 empty] | Default Roof Assembly | E3A
P09_006_Zonas_tecnicas_E | P09_006_Zonas_tecnicas_E | OK | 25.606 | 25.61 | OK | 2.6 | 2.6 | OK | 200 | 200 | OK | 22 | 22 | OK | L/s | L/s | OK |  | 0 |  |  | Office Work | E3A |  | 0 |  |  | 0 |  | Sample Schedule | Sample Schedule | OK |  | 0 |  | 128 | 128 | OK | Recessed Unvented | Recessed Unvented | OK | 1 | 1 | OK | Sample Schedule | Sample Schedule | OK | 5 | 5 | OK | Sample Schedule | Sample Schedule | OK |  | 0 |  |  | 0 |  |  | Sample Schedule | E3A |  | Sample Schedule | E3A | Air Change | Air Change | OK | 0.05 | 0.05 | OK | 0.05 | 0.05 | OK | 0.05 | 0.05 | OK |  | Floor Above Cond Space | E3A |  | 0 |  |  | 0.568 | E3A |  | 0 |  |  | 0 |  |  | 0 |  |  | 0.568 | E3A |  | 0 |  |  | 0 |  |  | 23.9 | E3A |  | 35 | E3A |  | 23.9 | E3A |  | 12.8 | E3A |  | 0 |  |  | 2.839 | E3A |  | 23.9 | E3A |  | 35 | E3A |  | 23.9 | E3A |  | 12.8 | E3A |  | 0 |  |  | 2.839 | E3A |  | 23.9 | E3A |  | 35 | E3A |  | 23.9 | E3A |  | 12.8 | E3A |  |  |  |  | 0 |  |  | Default Wall Assembly | E3A |  | Sample Window Assembly | E3A |  |  |  |  | Sample Window Assembly | E3A | [13 empty] | 0 |  |  | Default Wall Assembly | E3A |  | Sample Window Assembly | E3A |  |  |  |  | Sample Window Assembly | E3A | [13 empty] | 0 |  |  | Default Wall Assembly | E3A |  | Sample Window Assembly | E3A |  |  |  |  | Sample Window Assembly | E3A | [13 empty] | 0 |  |  | Default Wall Assembly | E3A |  | Sample Window Assembly | E3A |  |  |  |  | Sample Window Assembly | E3A | [13 empty] | 0 |  |  | Default Wall Assembly | E3A |  | Sample Window Assembly | E3A |  |  |  |  | Sample Window Assembly | E3A | [13 empty] | 0 |  |  | Default Wall Assembly | E3A |  | Sample Window Assembly | E3A |  |  |  |  | Sample Window Assembly | E3A | [13 empty] | 0 |  |  | Default Wall Assembly | E3A |  | Sample Window Assembly | E3A |  |  |  |  | Sample Window Assembly | E3A | [13 empty] | 0 |  |  | Default Wall Assembly | E3A |  | Sample Window Assembly | E3A |  |  |  |  | Sample Window Assembly | E3A | [13 empty] | 0 | [5 empty] | Default Roof Assembly | E3A | [10 empty] | 0 | [5 empty] | Default Roof Assembly | E3A | [10 empty] | 0 | [5 empty] | Default Roof Assembly | E3A | [10 empty] | 0 | [5 empty] | Default Roof Assembly | E3A
P09_007_Copa | P09_007_Copa | OK | 22.8029 | 22.8 | OK | 2.6 | 2.6 | OK | 200 | 200 | OK | 20 | 20 | OK | L/s | L/s | OK |  | 0 |  |  | Office Work | E3A |  | 0 |  |  | 0 |  | Escritorio Ocup | Escritorio Ocup | OK |  | 0 |  | 228 | 228 | OK | Recessed Unvented | Recessed Unvented | OK | 1 | 1 | OK | Escritorio Ilum | Escritorio Ilum | OK | 20 | 20 | OK | Escritorio Equip | Escritorio Equip | OK |  | 0 |  |  | 0 |  |  | Sample Schedule | E3A |  | Sample Schedule | E3A | Air Change | Air Change | OK | 0.05 | 0.05 | OK | 0.05 | 0.05 | OK | 0.05 | 0.05 | OK |  | Floor Above Cond Space | E3A |  | 0 |  |  | 0.568 | E3A |  | 0 |  |  | 0 |  |  | 0 |  |  | 0.568 | E3A |  | 0 |  |  | 0 |  |  | 23.9 | E3A |  | 35 | E3A |  | 23.9 | E3A |  | 12.8 | E3A |  | 0 |  |  | 2.839 | E3A |  | 23.9 | E3A |  | 35 | E3A |  | 23.9 | E3A |  | 12.8 | E3A |  | 0 |  |  | 2.839 | E3A |  | 23.9 | E3A |  | 35 | E3A |  | 23.9 | E3A |  | 12.8 | E3A | N | N | OK | 21.7158 | 21.72 | OK | Parede Exterior | Paredes Exteriores | DIFF |  | Sample Window Assembly | E3A |  |  |  |  | Sample Window Assembly | E3A | [9 empty] | E | E | OK | 1.0407 | 1.04 | OK | Parede Exterior | Paredes Exteriores | DIFF |  | Sample Window Assembly | E3A |  |  |  |  | Sample Window Assembly | E3A | [13 empty] | 0 |  |  | Default Wall Assembly | E3A |  | Sample Window Assembly | E3A |  |  |  |  | Sample Window Assembly | E3A | [13 empty] | 0 |  |  | Default Wall Assembly | E3A |  | Sample Window Assembly | E3A |  |  |  |  | Sample Window Assembly | E3A | [13 empty] | 0 |  |  | Default Wall Assembly | E3A |  | Sample Window Assembly | E3A |  |  |  |  | Sample Window Assembly | E3A | [13 empty] | 0 |  |  | Default Wall Assembly | E3A |  | Sample Window Assembly | E3A |  |  |  |  | Sample Window Assembly | E3A | [13 empty] | 0 |  |  | Default Wall Assembly | E3A |  | Sample Window Assembly | E3A |  |  |  |  | Sample Window Assembly | E3A | [13 empty] | 0 |  |  | Default Wall Assembly | E3A |  | Sample Window Assembly | E3A |  |  |  |  | Sample Window Assembly | E3A | [13 empty] | 0 | [5 empty] | Default Roof Assembly | E3A | [10 empty] | 0 | [5 empty] | Default Roof Assembly | E3A | [10 empty] | 0 | [5 empty] | Default Roof Assembly | E3A | [10 empty] | 0 | [5 empty] | Default Roof Assembly | E3A
Q10_001_Area_15 | Q10_001_Area_15 | OK | 281.1528 | 281.15 | OK | 2.6 | 2.6 | OK | 200 | 200 | OK | 235 | 235 | OK | L/s | L/s | OK | 5 | 5 | OK | Office Work | Office Work | OK | 70 | 70 | OK | 45 | 45 | OK | Escritorio Ocup | Escritorio Ocup | OK |  | 0 |  | 3374 | 3374 | OK | Recessed Unvented | Recessed Unvented | OK | 1 | 1 | OK | Escritorio Ilum | Escritorio Ilum | OK | 15 | 15 | OK | Escritorio Equip | Escritorio Equip | OK |  | 0 |  |  | 0 |  |  | Sample Schedule | E3A |  | Sample Schedule | E3A | Air Change | Air Change | OK | 0.3 | 0.3 | OK | 0.3 | 0.3 | OK | 0.3 | 0.3 | OK |  | Floor Above Cond Space | E3A |  | 0 |  |  | 0.568 | E3A |  | 0 |  |  | 0 |  |  | 0 |  |  | 0.568 | E3A |  | 0 |  |  | 0 |  |  | 23.9 | E3A |  | 35 | E3A |  | 23.9 | E3A |  | 12.8 | E3A |  | 0 |  |  | 2.839 | E3A |  | 23.9 | E3A |  | 35 | E3A |  | 23.9 | E3A |  | 12.8 | E3A |  | 0 |  |  | 2.839 | E3A |  | 23.9 | E3A |  | 35 | E3A |  | 23.9 | E3A |  | 12.8 | E3A | S | S | OK | 43.5823 | 43.58 | OK | Parede Exterior | Paredes Exteriores | DIFF | V10_K10001Area_S | V10_K10001Area_S | OK | 1 | 1 | OK |  | Sample Window Assembly | E3A | [9 empty] | W | W | OK | 63.3689 | 63.37 | OK | Parede Exterior | Paredes Exteriores | DIFF | V10_K10001Area_W | V10_K10001Area_W | OK | 1 | 1 | OK |  | Sample Window Assembly | E3A | [9 empty] | N | N | OK | 21.7235 | 21.72 | OK | Parede Exterior | Paredes Exteriores | DIFF | V10_K10001Area_N | V10_K10001Area_N | OK | 1 | 1 | OK |  | Sample Window Assembly | E3A | [9 empty] | E | E | OK | 8.6152 | 8.62 | OK | Parede Exterior | Paredes Exteriores | DIFF | V10_K10001Area_E | V10_K10001Area_E | OK | 1 | 1 | OK |  | Sample Window Assembly | E3A | [13 empty] | 0 |  |  | Default Wall Assembly | E3A |  | Sample Window Assembly | E3A |  |  |  |  | Sample Window Assembly | E3A | [13 empty] | 0 |  |  | Default Wall Assembly | E3A |  | Sample Window Assembly | E3A |  |  |  |  | Sample Window Assembly | E3A | [13 empty] | 0 |  |  | Default Wall Assembly | E3A |  | Sample Window Assembly | E3A |  |  |  |  | Sample Window Assembly | E3A | [13 empty] | 0 |  |  | Default Wall Assembly | E3A |  | Sample Window Assembly | E3A |  |  |  |  | Sample Window Assembly | E3A | [13 empty] | 0 | [5 empty] | Default Roof Assembly | E3A | [10 empty] | 0 | [5 empty] | Default Roof Assembly | E3A | [10 empty] | 0 | [5 empty] | Default Roof Assembly | E3A | [10 empty] | 0 | [5 empty] | Default Roof Assembly | E3A
Q10_002_Caixa_de_escadas | Q10_002_Caixa_de_escadas | OK | 21.4131 | 21.41 | OK | 2.6 | 2.6 | OK | 200 | 200 | OK | 19 | 19 | OK | L/s | L/s | OK |  | 0 |  |  | Office Work | E3A |  | 0 |  |  | 0 |  | Escritorio Ocup | Escritorio Ocup | OK |  | 0 |  | 107 | 107 | OK | Recessed Unvented | Recessed Unvented | OK | 1 | 1 | OK | Escritorio Ilum | Escritorio Ilum | OK | 0 | 0 |  | Escritorio Equip | Escritorio Equip | OK |  | 0 |  |  | 0 |  |  | Sample Schedule | E3A |  | Sample Schedule | E3A | Air Change | Air Change | OK | 0.05 | 0.05 | OK | 0.05 | 0.05 | OK | 0.05 | 0.05 | OK |  | Floor Above Cond Space | E3A |  | 0 |  |  | 0.568 | E3A |  | 0 |  |  | 0 |  |  | 0 |  |  | 0.568 | E3A |  | 0 |  |  | 0 |  |  | 23.9 | E3A |  | 35 | E3A |  | 23.9 | E3A |  | 12.8 | E3A |  | 0 |  |  | 2.839 | E3A |  | 23.9 | E3A |  | 35 | E3A |  | 23.9 | E3A |  | 12.8 | E3A | 6 | 6 | OK | 0.5 | 0.5 | OK | 30.4 | 30.4 | OK | 31.7 | 31.7 | OK | 7.8 | 7.8 | OK | 4.8 | 4.8 | OK | S | S | OK | 3.6808 | 3.68 | OK | Parede Exterior | Paredes Exteriores | DIFF |  | Sample Window Assembly | E3A |  |  |  |  | Sample Window Assembly | E3A | [9 empty] | E | E | OK | 8.5803 | 8.58 | OK | Parede Exterior | Paredes Exteriores | DIFF |  | Sample Window Assembly | E3A |  |  |  |  | Sample Window Assembly | E3A | [13 empty] | 0 |  |  | Default Wall Assembly | E3A |  | Sample Window Assembly | E3A |  |  |  |  | Sample Window Assembly | E3A | [13 empty] | 0 |  |  | Default Wall Assembly | E3A |  | Sample Window Assembly | E3A |  |  |  |  | Sample Window Assembly | E3A | [13 empty] | 0 |  |  | Default Wall Assembly | E3A |  | Sample Window Assembly | E3A |  |  |  |  | Sample Window Assembly | E3A | [13 empty] | 0 |  |  | Default Wall Assembly | E3A |  | Sample Window Assembly | E3A |  |  |  |  | Sample Window Assembly | E3A | [13 empty] | 0 |  |  | Default Wall Assembly | E3A |  | Sample Window Assembly | E3A |  |  |  |  | Sample Window Assembly | E3A | [13 empty] | 0 |  |  | Default Wall Assembly | E3A |  | Sample Window Assembly | E3A |  |  |  |  | Sample Window Assembly | E3A | [13 empty] | 0 | [5 empty] | Default Roof Assembly | E3A | [10 empty] | 0 | [5 empty] | Default Roof Assembly | E3A | [10 empty] | 0 | [5 empty] | Default Roof Assembly | E3A | [10 empty] | 0 | [5 empty] | Default Roof Assembly | E3A
Q10_003_Caixa_de_escadas | Q10_003_Caixa_de_escadas | OK | 20.191 | 20.19 | OK | 2.6 | 2.6 | OK | 200 | 200 | OK | 17 | 17 | OK | L/s | L/s | OK |  | 0 |  |  | Office Work | E3A |  | 0 |  |  | 0 |  | Escritorio Ocup | Escritorio Ocup | OK |  | 0 |  | 101 | 101 | OK | Recessed Unvented | Recessed Unvented | OK | 1 | 1 | OK | Escritorio Ilum | Escritorio Ilum | OK | 0 | 0 |  | Escritorio Equip | Escritorio Equip | OK |  | 0 |  |  | 0 |  |  | Sample Schedule | E3A |  | Sample Schedule | E3A | Air Change | Air Change | OK | 0.05 | 0.05 | OK | 0.05 | 0.05 | OK | 0.05 | 0.05 | OK |  | Floor Above Cond Space | E3A |  | 0 |  |  | 0.568 | E3A |  | 0 |  |  | 0 |  |  | 0 |  |  | 0.568 | E3A |  | 0 |  |  | 0 |  |  | 23.9 | E3A |  | 35 | E3A |  | 23.9 | E3A |  | 12.8 | E3A |  | 0 |  |  | 2.839 | E3A |  | 23.9 | E3A |  | 35 | E3A |  | 23.9 | E3A |  | 12.8 | E3A | 12.8 | 12.8 | OK | 0.5 | 0.5 | OK | 30.4 | 30.4 | OK | 31.7 | 31.7 | OK | 7.8 | 7.8 | OK | 4.8 | 4.8 | OK | E | E | OK | 13.0312 | 13.03 | OK | Parede Exterior | Paredes Exteriores | DIFF |  | Sample Window Assembly | E3A |  |  |  |  | Sample Window Assembly | E3A | [13 empty] | 0 |  |  | Default Wall Assembly | E3A |  | Sample Window Assembly | E3A |  |  |  |  | Sample Window Assembly | E3A | [13 empty] | 0 |  |  | Default Wall Assembly | E3A |  | Sample Window Assembly | E3A |  |  |  |  | Sample Window Assembly | E3A | [13 empty] | 0 |  |  | Default Wall Assembly | E3A |  | Sample Window Assembly | E3A |  |  |  |  | Sample Window Assembly | E3A | [13 empty] | 0 |  |  | Default Wall Assembly | E3A |  | Sample Window Assembly | E3A |  |  |  |  | Sample Window Assembly | E3A | [13 empty] | 0 |  |  | Default Wall Assembly | E3A |  | Sample Window Assembly | E3A |  |  |  |  | Sample Window Assembly | E3A | [13 empty] | 0 |  |  | Default Wall Assembly | E3A |  | Sample Window Assembly | E3A |  |  |  |  | Sample Window Assembly | E3A | [13 empty] | 0 |  |  | Default Wall Assembly | E3A |  | Sample Window Assembly | E3A |  |  |  |  | Sample Window Assembly | E3A | [13 empty] | 0 | [5 empty] | Default Roof Assembly | E3A | [10 empty] | 0 | [5 empty] | Default Roof Assembly | E3A | [10 empty] | 0 | [5 empty] | Default Roof Assembly | E3A | [10 empty] | 0 | [5 empty] | Default Roof Assembly | E3A
Q10_004_Circulacao | Q10_004_Circulacao | OK | 18.743 | 18.74 | OK | 2.6 | 2.6 | OK | 200 | 200 | OK | 16 | 16 | OK | L/s | L/s | OK |  | 0 |  |  | Office Work | E3A |  | 0 |  |  | 0 |  | Escritorio Ocup | Escritorio Ocup | OK |  | 0 |  | 150 | 150 | OK | Recessed Unvented | Recessed Unvented | OK | 1 | 1 | OK | Escritorio Ilum | Escritorio Ilum | OK | 0 | 0 |  | Escritorio Equip | Escritorio Equip | OK |  | 0 |  |  | 0 |  |  | Sample Schedule | E3A |  | Sample Schedule | E3A | Air Change | Air Change | OK | 0.05 | 0.05 | OK | 0.05 | 0.05 | OK | 0.05 | 0.05 | OK |  | Floor Above Cond Space | E3A |  | 0 |  |  | 0.568 | E3A |  | 0 |  |  | 0 |  |  | 0 |  |  | 0.568 | E3A |  | 0 |  |  | 0 |  |  | 23.9 | E3A |  | 35 | E3A |  | 23.9 | E3A |  | 12.8 | E3A |  | 0 |  |  | 2.839 | E3A |  | 23.9 | E3A |  | 35 | E3A |  | 23.9 | E3A |  | 12.8 | E3A | 17.4 | 17.4 | OK | 0.5 | 0.5 | OK | 30.4 | 30.4 | OK | 31.7 | 31.7 | OK | 7.8 | 7.8 | OK | 4.8 | 4.8 | OK |  |  |  |  | 0 |  |  | Default Wall Assembly | E3A |  | Sample Window Assembly | E3A |  |  |  |  | Sample Window Assembly | E3A | [13 empty] | 0 |  |  | Default Wall Assembly | E3A |  | Sample Window Assembly | E3A |  |  |  |  | Sample Window Assembly | E3A | [13 empty] | 0 |  |  | Default Wall Assembly | E3A |  | Sample Window Assembly | E3A |  |  |  |  | Sample Window Assembly | E3A | [13 empty] | 0 |  |  | Default Wall Assembly | E3A |  | Sample Window Assembly | E3A |  |  |  |  | Sample Window Assembly | E3A | [13 empty] | 0 |  |  | Default Wall Assembly | E3A |  | Sample Window Assembly | E3A |  |  |  |  | Sample Window Assembly | E3A | [13 empty] | 0 |  |  | Default Wall Assembly | E3A |  | Sample Window Assembly | E3A |  |  |  |  | Sample Window Assembly | E3A | [13 empty] | 0 |  |  | Default Wall Assembly | E3A |  | Sample Window Assembly | E3A |  |  |  |  | Sample Window Assembly | E3A | [13 empty] | 0 |  |  | Default Wall Assembly | E3A |  | Sample Window Assembly | E3A |  |  |  |  | Sample Window Assembly | E3A | [13 empty] | 0 | [5 empty] | Default Roof Assembly | E3A | [10 empty] | 0 | [5 empty] | Default Roof Assembly | E3A | [10 empty] | 0 | [5 empty] | Default Roof Assembly | E3A | [10 empty] | 0 | [5 empty] | Default Roof Assembly | E3A
Q10_005_IS | Q10_005_IS | OK | 20.9801 | 20.98 | OK | 2.6 | 2.6 | OK | 200 | 200 | OK | 18 | 18 | OK | L/s | L/s | OK |  | 0 |  |  | Office Work | E3A |  | 0 |  |  | 0 |  | Escritorio Ocup | Escritorio Ocup | OK |  | 0 |  | 168 | 168 | OK | Recessed Unvented | Recessed Unvented | OK | 1 | 1 | OK | Escritorio Ilum | Escritorio Ilum | OK | 5 | 5 | OK | Escritorio Equip | Escritorio Equip | OK |  | 0 |  |  | 0 |  |  | Sample Schedule | E3A |  | Sample Schedule | E3A | Air Change | Air Change | OK | 0.05 | 0.05 | OK | 0.05 | 0.05 | OK | 0.05 | 0.05 | OK |  | Floor Above Cond Space | E3A |  | 0 |  |  | 0.568 | E3A |  | 0 |  |  | 0 |  |  | 0 |  |  | 0.568 | E3A |  | 0 |  |  | 0 |  |  | 23.9 | E3A |  | 35 | E3A |  | 23.9 | E3A |  | 12.8 | E3A |  | 0 |  |  | 2.839 | E3A |  | 23.9 | E3A |  | 35 | E3A |  | 23.9 | E3A |  | 12.8 | E3A |  | 0 |  |  | 2.839 | E3A |  | 23.9 | E3A |  | 35 | E3A |  | 23.9 | E3A |  | 12.8 | E3A |  |  |  |  | 0 |  |  | Default Wall Assembly | E3A |  | Sample Window Assembly | E3A |  |  |  |  | Sample Window Assembly | E3A | [13 empty] | 0 |  |  | Default Wall Assembly | E3A |  | Sample Window Assembly | E3A |  |  |  |  | Sample Window Assembly | E3A | [13 empty] | 0 |  |  | Default Wall Assembly | E3A |  | Sample Window Assembly | E3A |  |  |  |  | Sample Window Assembly | E3A | [13 empty] | 0 |  |  | Default Wall Assembly | E3A |  | Sample Window Assembly | E3A |  |  |  |  | Sample Window Assembly | E3A | [13 empty] | 0 |  |  | Default Wall Assembly | E3A |  | Sample Window Assembly | E3A |  |  |  |  | Sample Window Assembly | E3A | [13 empty] | 0 |  |  | Default Wall Assembly | E3A |  | Sample Window Assembly | E3A |  |  |  |  | Sample Window Assembly | E3A | [13 empty] | 0 |  |  | Default Wall Assembly | E3A |  | Sample Window Assembly | E3A |  |  |  |  | Sample Window Assembly | E3A | [13 empty] | 0 |  |  | Default Wall Assembly | E3A |  | Sample Window Assembly | E3A |  |  |  |  | Sample Window Assembly | E3A | [13 empty] | 0 | [5 empty] | Default Roof Assembly | E3A | [10 empty] | 0 | [5 empty] | Default Roof Assembly | E3A | [10 empty] | 0 | [5 empty] | Default Roof Assembly | E3A | [10 empty] | 0 | [5 empty] | Default Roof Assembly | E3A
Q10_006_Zonas_tecnicas_E | Q10_006_Zonas_tecnicas_E | OK | 25.606 | 25.61 | OK | 2.6 | 2.6 | OK | 200 | 200 | OK | 22 | 22 | OK | L/s | L/s | OK |  | 0 |  |  | Office Work | E3A |  | 0 |  |  | 0 |  | Sample Schedule | Sample Schedule | OK |  | 0 |  | 128 | 128 | OK | Recessed Unvented | Recessed Unvented | OK | 1 | 1 | OK | Sample Schedule | Sample Schedule | OK | 5 | 5 | OK | Sample Schedule | Sample Schedule | OK |  | 0 |  |  | 0 |  |  | Sample Schedule | E3A |  | Sample Schedule | E3A | Air Change | Air Change | OK | 0.05 | 0.05 | OK | 0.05 | 0.05 | OK | 0.05 | 0.05 | OK |  | Floor Above Cond Space | E3A |  | 0 |  |  | 0.568 | E3A |  | 0 |  |  | 0 |  |  | 0 |  |  | 0.568 | E3A |  | 0 |  |  | 0 |  |  | 23.9 | E3A |  | 35 | E3A |  | 23.9 | E3A |  | 12.8 | E3A |  | 0 |  |  | 2.839 | E3A |  | 23.9 | E3A |  | 35 | E3A |  | 23.9 | E3A |  | 12.8 | E3A |  | 0 |  |  | 2.839 | E3A |  | 23.9 | E3A |  | 35 | E3A |  | 23.9 | E3A |  | 12.8 | E3A |  |  |  |  | 0 |  |  | Default Wall Assembly | E3A |  | Sample Window Assembly | E3A |  |  |  |  | Sample Window Assembly | E3A | [13 empty] | 0 |  |  | Default Wall Assembly | E3A |  | Sample Window Assembly | E3A |  |  |  |  | Sample Window Assembly | E3A | [13 empty] | 0 |  |  | Default Wall Assembly | E3A |  | Sample Window Assembly | E3A |  |  |  |  | Sample Window Assembly | E3A | [13 empty] | 0 |  |  | Default Wall Assembly | E3A |  | Sample Window Assembly | E3A |  |  |  |  | Sample Window Assembly | E3A | [13 empty] | 0 |  |  | Default Wall Assembly | E3A |  | Sample Window Assembly | E3A |  |  |  |  | Sample Window Assembly | E3A | [13 empty] | 0 |  |  | Default Wall Assembly | E3A |  | Sample Window Assembly | E3A |  |  |  |  | Sample Window Assembly | E3A | [13 empty] | 0 |  |  | Default Wall Assembly | E3A |  | Sample Window Assembly | E3A |  |  |  |  | Sample Window Assembly | E3A | [13 empty] | 0 |  |  | Default Wall Assembly | E3A |  | Sample Window Assembly | E3A |  |  |  |  | Sample Window Assembly | E3A | [13 empty] | 0 | [5 empty] | Default Roof Assembly | E3A | [10 empty] | 0 | [5 empty] | Default Roof Assembly | E3A | [10 empty] | 0 | [5 empty] | Default Roof Assembly | E3A | [10 empty] | 0 | [5 empty] | Default Roof Assembly | E3A
Q10_007_Copa | Q10_007_Copa | OK | 22.8029 | 22.8 | OK | 2.6 | 2.6 | OK | 200 | 200 | OK | 20 | 20 | OK | L/s | L/s | OK |  | 0 |  |  | Office Work | E3A |  | 0 |  |  | 0 |  | Escritorio Ocup | Escritorio Ocup | OK |  | 0 |  | 228 | 228 | OK | Recessed Unvented | Recessed Unvented | OK | 1 | 1 | OK | Escritorio Ilum | Escritorio Ilum | OK | 20 | 20 | OK | Escritorio Equip | Escritorio Equip | OK |  | 0 |  |  | 0 |  |  | Sample Schedule | E3A |  | Sample Schedule | E3A | Air Change | Air Change | OK | 0.05 | 0.05 | OK | 0.05 | 0.05 | OK | 0.05 | 0.05 | OK |  | Floor Above Cond Space | E3A |  | 0 |  |  | 0.568 | E3A |  | 0 |  |  | 0 |  |  | 0 |  |  | 0.568 | E3A |  | 0 |  |  | 0 |  |  | 23.9 | E3A |  | 35 | E3A |  | 23.9 | E3A |  | 12.8 | E3A |  | 0 |  |  | 2.839 | E3A |  | 23.9 | E3A |  | 35 | E3A |  | 23.9 | E3A |  | 12.8 | E3A |  | 0 |  |  | 2.839 | E3A |  | 23.9 | E3A |  | 35 | E3A |  | 23.9 | E3A |  | 12.8 | E3A | N | N | OK | 21.7158 | 21.72 | OK | Parede Exterior | Paredes Exteriores | DIFF |  | Sample Window Assembly | E3A |  |  |  |  | Sample Window Assembly | E3A | [9 empty] | E | E | OK | 1.2614 | 1.26 | OK | Parede Exterior | Paredes Exteriores | DIFF |  | Sample Window Assembly | E3A |  |  |  |  | Sample Window Assembly | E3A | [13 empty] | 0 |  |  | Default Wall Assembly | E3A |  | Sample Window Assembly | E3A |  |  |  |  | Sample Window Assembly | E3A | [13 empty] | 0 |  |  | Default Wall Assembly | E3A |  | Sample Window Assembly | E3A |  |  |  |  | Sample Window Assembly | E3A | [13 empty] | 0 |  |  | Default Wall Assembly | E3A |  | Sample Window Assembly | E3A |  |  |  |  | Sample Window Assembly | E3A | [13 empty] | 0 |  |  | Default Wall Assembly | E3A |  | Sample Window Assembly | E3A |  |  |  |  | Sample Window Assembly | E3A | [13 empty] | 0 |  |  | Default Wall Assembly | E3A |  | Sample Window Assembly | E3A |  |  |  |  | Sample Window Assembly | E3A | [13 empty] | 0 |  |  | Default Wall Assembly | E3A |  | Sample Window Assembly | E3A |  |  |  |  | Sample Window Assembly | E3A | [13 empty] | 0 | [5 empty] | Default Roof Assembly | E3A | [10 empty] | 0 | [5 empty] | Default Roof Assembly | E3A | [10 empty] | 0 | [5 empty] | Default Roof Assembly | E3A | [10 empty] | 0 | [5 empty] | Default Roof Assembly | E3A
R11_001_Area_15 | R11_001_Area_15 | OK | 281.1528 | 281.15 | OK | 2.6 | 2.6 | OK | 200 | 200 | OK | 235 | 235 | OK | L/s | L/s | OK | 7 | 7 | OK | Office Work | Office Work | OK | 70 | 70 | OK | 45 | 45 | OK | Escritorio Ocup | Escritorio Ocup | OK |  | 0 |  | 3374 | 3374 | OK | Recessed Unvented | Recessed Unvented | OK | 1 | 1 | OK | Escritorio Ilum | Escritorio Ilum | OK | 15 | 15 | OK | Escritorio Equip | Escritorio Equip | OK |  | 0 |  |  | 0 |  |  | Sample Schedule | E3A |  | Sample Schedule | E3A | Air Change | Air Change | OK | 0.3 | 0.3 | OK | 0.3 | 0.3 | OK | 0.3 | 0.3 | OK |  | Floor Above Cond Space | E3A |  | 0 |  |  | 0.568 | E3A |  | 0 |  |  | 0 |  |  | 0 |  |  | 0.568 | E3A |  | 0 |  |  | 0 |  |  | 23.9 | E3A |  | 35 | E3A |  | 23.9 | E3A |  | 12.8 | E3A | 281.1528 | 281.15 | OK | 0.4 | 0.4 | OK | 30.4 | 30.4 | OK | 31.7 | 31.7 | OK | 7.8 | 7.8 | OK | 4.8 | 4.8 | OK |  | 0 |  |  | 2.839 | E3A |  | 23.9 | E3A |  | 35 | E3A |  | 23.9 | E3A |  | 12.8 | E3A | S | S | OK | 43.5823 | 43.58 | OK | Parede Exterior | Paredes Exteriores | DIFF | V11_L11001Area_S | V11_L11001Area_S | OK | 1 | 1 | OK |  | Sample Window Assembly | E3A | [9 empty] | W | W | OK | 63.3689 | 63.37 | OK | Parede Exterior | Paredes Exteriores | DIFF | V11_L11001Area_W | V11_L11001Area_W | OK | 1 | 1 | OK |  | Sample Window Assembly | E3A | [9 empty] | N | N | OK | 21.7235 | 21.72 | OK | Parede Exterior | Paredes Exteriores | DIFF | V11_L11001Area_N | V11_L11001Area_N | OK | 1 | 1 | OK |  | Sample Window Assembly | E3A | [9 empty] | E | E | OK | 8.6152 | 8.62 | OK | Parede Exterior | Paredes Exteriores | DIFF | V11_L11001Area_E | V11_L11001Area_E | OK | 1 | 1 | OK |  | Sample Window Assembly | E3A | [13 empty] | 0 |  |  | Default Wall Assembly | E3A |  | Sample Window Assembly | E3A |  |  |  |  | Sample Window Assembly | E3A | [13 empty] | 0 |  |  | Default Wall Assembly | E3A |  | Sample Window Assembly | E3A |  |  |  |  | Sample Window Assembly | E3A | [13 empty] | 0 |  |  | Default Wall Assembly | E3A |  | Sample Window Assembly | E3A |  |  |  |  | Sample Window Assembly | E3A | [13 empty] | 0 |  |  | Default Wall Assembly | E3A |  | Sample Window Assembly | E3A |  |  |  |  | Sample Window Assembly | E3A | [9 empty] | H | H | OK | 280.7602 | 280.76 | OK | 0 |  |  | Flat Roof | Cobertura_adjacente | DIFF | [10 empty] | 0 | [5 empty] | Default Roof Assembly | E3A | [10 empty] | 0 | [5 empty] | Default Roof Assembly | E3A | [10 empty] | 0 | [5 empty] | Default Roof Assembly | E3A
R11_002_Caixa_de_escadas | R11_002_Caixa_de_escadas | OK | 21.4131 | 21.41 | OK | 2.6 | 2.6 | OK | 200 | 200 | OK | 19 | 19 | OK | L/s | L/s | OK |  | 0 |  |  | Office Work | E3A |  | 0 |  |  | 0 |  | Escritorio Ocup | Escritorio Ocup | OK |  | 0 |  | 107 | 107 | OK | Recessed Unvented | Recessed Unvented | OK | 1 | 1 | OK | Escritorio Ilum | Escritorio Ilum | OK | 0 | 0 |  | Escritorio Equip | Escritorio Equip | OK |  | 0 |  |  | 0 |  |  | Sample Schedule | E3A |  | Sample Schedule | E3A | Air Change | Air Change | OK | 0.05 | 0.05 | OK | 0.05 | 0.05 | OK | 0.05 | 0.05 | OK |  | Floor Above Cond Space | E3A |  | 0 |  |  | 0.568 | E3A |  | 0 |  |  | 0 |  |  | 0 |  |  | 0.568 | E3A |  | 0 |  |  | 0 |  |  | 23.9 | E3A |  | 35 | E3A |  | 23.9 | E3A |  | 12.8 | E3A | 21.4131 | 21.41 | OK | 0.4 | 0.4 | OK | 30.4 | 30.4 | OK | 31.7 | 31.7 | OK | 7.8 | 7.8 | OK | 4.8 | 4.8 | OK | 6 | 6 | OK | 0.5 | 0.5 | OK | 30.4 | 30.4 | OK | 31.7 | 31.7 | OK | 7.8 | 7.8 | OK | 4.8 | 4.8 | OK | S | S | OK | 3.9029 | 3.9 | OK | Parede Exterior | Paredes Exteriores | DIFF |  | Sample Window Assembly | E3A |  |  |  |  | Sample Window Assembly | E3A | [9 empty] | E | E | OK | 8.5803 | 8.58 | OK | Parede Exterior | Paredes Exteriores | DIFF |  | Sample Window Assembly | E3A |  |  |  |  | Sample Window Assembly | E3A | [13 empty] | 0 |  |  | Default Wall Assembly | E3A |  | Sample Window Assembly | E3A |  |  |  |  | Sample Window Assembly | E3A | [13 empty] | 0 |  |  | Default Wall Assembly | E3A |  | Sample Window Assembly | E3A |  |  |  |  | Sample Window Assembly | E3A | [13 empty] | 0 |  |  | Default Wall Assembly | E3A |  | Sample Window Assembly | E3A |  |  |  |  | Sample Window Assembly | E3A | [13 empty] | 0 |  |  | Default Wall Assembly | E3A |  | Sample Window Assembly | E3A |  |  |  |  | Sample Window Assembly | E3A | [13 empty] | 0 |  |  | Default Wall Assembly | E3A |  | Sample Window Assembly | E3A |  |  |  |  | Sample Window Assembly | E3A | [13 empty] | 0 |  |  | Default Wall Assembly | E3A |  | Sample Window Assembly | E3A |  |  |  |  | Sample Window Assembly | E3A | [9 empty] | H | H | OK | 4.2518 | 4.25 | OK | 0 |  |  | Flat Roof | Cobertura_adjacente | DIFF | [10 empty] | 0 | [5 empty] | Default Roof Assembly | E3A | [10 empty] | 0 | [5 empty] | Default Roof Assembly | E3A | [10 empty] | 0 | [5 empty] | Default Roof Assembly | E3A
R11_003_Caixa_de_escadas | R11_003_Caixa_de_escadas | OK | 20.191 | 20.19 | OK | 2.6 | 2.6 | OK | 200 | 200 | OK | 17 | 17 | OK | L/s | L/s | OK |  | 0 |  |  | Office Work | E3A |  | 0 |  |  | 0 |  | Escritorio Ocup | Escritorio Ocup | OK |  | 0 |  | 101 | 101 | OK | Recessed Unvented | Recessed Unvented | OK | 1 | 1 | OK | Escritorio Ilum | Escritorio Ilum | OK | 0 | 0 |  | Escritorio Equip | Escritorio Equip | OK |  | 0 |  |  | 0 |  |  | Sample Schedule | E3A |  | Sample Schedule | E3A | Air Change | Air Change | OK | 0.05 | 0.05 | OK | 0.05 | 0.05 | OK | 0.05 | 0.05 | OK |  | Floor Above Cond Space | E3A |  | 0 |  |  | 0.568 | E3A |  | 0 |  |  | 0 |  |  | 0 |  |  | 0.568 | E3A |  | 0 |  |  | 0 |  |  | 23.9 | E3A |  | 35 | E3A |  | 23.9 | E3A |  | 12.8 | E3A | 20.191 | 20.19 | OK | 0.4 | 0.4 | OK | 30.4 | 30.4 | OK | 31.7 | 31.7 | OK | 7.8 | 7.8 | OK | 4.8 | 4.8 | OK | 12.8 | 12.8 | OK | 0.5 | 0.5 | OK | 30.4 | 30.4 | OK | 31.7 | 31.7 | OK | 7.8 | 7.8 | OK | 4.8 | 4.8 | OK | E | E | OK | 13.0312 | 13.03 | OK | Parede Exterior | Paredes Exteriores | DIFF |  | Sample Window Assembly | E3A |  |  |  |  | Sample Window Assembly | E3A | [13 empty] | 0 |  |  | Default Wall Assembly | E3A |  | Sample Window Assembly | E3A |  |  |  |  | Sample Window Assembly | E3A | [13 empty] | 0 |  |  | Default Wall Assembly | E3A |  | Sample Window Assembly | E3A |  |  |  |  | Sample Window Assembly | E3A | [13 empty] | 0 |  |  | Default Wall Assembly | E3A |  | Sample Window Assembly | E3A |  |  |  |  | Sample Window Assembly | E3A | [13 empty] | 0 |  |  | Default Wall Assembly | E3A |  | Sample Window Assembly | E3A |  |  |  |  | Sample Window Assembly | E3A | [13 empty] | 0 |  |  | Default Wall Assembly | E3A |  | Sample Window Assembly | E3A |  |  |  |  | Sample Window Assembly | E3A | [13 empty] | 0 |  |  | Default Wall Assembly | E3A |  | Sample Window Assembly | E3A |  |  |  |  | Sample Window Assembly | E3A | [13 empty] | 0 |  |  | Default Wall Assembly | E3A |  | Sample Window Assembly | E3A |  |  |  |  | Sample Window Assembly | E3A | [9 empty] | H | H | OK | 2.6691 | 2.67 | OK | 0 |  |  | Flat Roof | Cobertura_adjacente | DIFF | [10 empty] | 0 | [5 empty] | Default Roof Assembly | E3A | [10 empty] | 0 | [5 empty] | Default Roof Assembly | E3A | [10 empty] | 0 | [5 empty] | Default Roof Assembly | E3A
R11_004_Circulacao | R11_004_Circulacao | OK | 18.743 | 18.74 | OK | 2.6 | 2.6 | OK | 200 | 200 | OK | 16 | 16 | OK | L/s | L/s | OK |  | 0 |  |  | Office Work | E3A |  | 0 |  |  | 0 |  | Escritorio Ocup | Escritorio Ocup | OK |  | 0 |  | 150 | 150 | OK | Recessed Unvented | Recessed Unvented | OK | 1 | 1 | OK | Escritorio Ilum | Escritorio Ilum | OK | 0 | 0 |  | Escritorio Equip | Escritorio Equip | OK |  | 0 |  |  | 0 |  |  | Sample Schedule | E3A |  | Sample Schedule | E3A | Air Change | Air Change | OK | 0.05 | 0.05 | OK | 0.05 | 0.05 | OK | 0.05 | 0.05 | OK |  | Floor Above Cond Space | E3A |  | 0 |  |  | 0.568 | E3A |  | 0 |  |  | 0 |  |  | 0 |  |  | 0.568 | E3A |  | 0 |  |  | 0 |  |  | 23.9 | E3A |  | 35 | E3A |  | 23.9 | E3A |  | 12.8 | E3A | 18.5789 | 18.58 | OK | 0.4 | 0.4 | OK | 30.4 | 30.4 | OK | 31.7 | 31.7 | OK | 7.8 | 7.8 | OK | 4.8 | 4.8 | OK | 17.4 | 17.4 | OK | 0.5 | 0.5 | OK | 30.4 | 30.4 | OK | 31.7 | 31.7 | OK | 7.8 | 7.8 | OK | 4.8 | 4.8 | OK |  |  |  |  | 0 |  |  | Default Wall Assembly | E3A |  | Sample Window Assembly | E3A |  |  |  |  | Sample Window Assembly | E3A | [13 empty] | 0 |  |  | Default Wall Assembly | E3A |  | Sample Window Assembly | E3A |  |  |  |  | Sample Window Assembly | E3A | [13 empty] | 0 |  |  | Default Wall Assembly | E3A |  | Sample Window Assembly | E3A |  |  |  |  | Sample Window Assembly | E3A | [13 empty] | 0 |  |  | Default Wall Assembly | E3A |  | Sample Window Assembly | E3A |  |  |  |  | Sample Window Assembly | E3A | [13 empty] | 0 |  |  | Default Wall Assembly | E3A |  | Sample Window Assembly | E3A |  |  |  |  | Sample Window Assembly | E3A | [13 empty] | 0 |  |  | Default Wall Assembly | E3A |  | Sample Window Assembly | E3A |  |  |  |  | Sample Window Assembly | E3A | [13 empty] | 0 |  |  | Default Wall Assembly | E3A |  | Sample Window Assembly | E3A |  |  |  |  | Sample Window Assembly | E3A | [13 empty] | 0 |  |  | Default Wall Assembly | E3A |  | Sample Window Assembly | E3A |  |  |  |  | Sample Window Assembly | E3A | [13 empty] | 0 | [5 empty] | Default Roof Assembly | E3A | [10 empty] | 0 | [5 empty] | Default Roof Assembly | E3A | [10 empty] | 0 | [5 empty] | Default Roof Assembly | E3A | [10 empty] | 0 | [5 empty] | Default Roof Assembly | E3A
R11_005_IS | R11_005_IS | OK | 20.9801 | 20.98 | OK | 2.6 | 2.6 | OK | 200 | 200 | OK | 18 | 18 | OK | L/s | L/s | OK |  | 0 |  |  | Office Work | E3A |  | 0 |  |  | 0 |  | Escritorio Ocup | Escritorio Ocup | OK |  | 0 |  | 168 | 168 | OK | Recessed Unvented | Recessed Unvented | OK | 1 | 1 | OK | Escritorio Ilum | Escritorio Ilum | OK | 5 | 5 | OK | Escritorio Equip | Escritorio Equip | OK |  | 0 |  |  | 0 |  |  | Sample Schedule | E3A |  | Sample Schedule | E3A | Air Change | Air Change | OK | 0.05 | 0.05 | OK | 0.05 | 0.05 | OK | 0.05 | 0.05 | OK |  | Floor Above Cond Space | E3A |  | 0 |  |  | 0.568 | E3A |  | 0 |  |  | 0 |  |  | 0 |  |  | 0.568 | E3A |  | 0 |  |  | 0 |  |  | 23.9 | E3A |  | 35 | E3A |  | 23.9 | E3A |  | 12.8 | E3A | 15.694 | 15.69 | OK | 0.4 | 0.4 | OK | 30.4 | 30.4 | OK | 31.7 | 31.7 | OK | 7.8 | 7.8 | OK | 4.8 | 4.8 | OK |  | 0 |  |  | 2.839 | E3A |  | 23.9 | E3A |  | 35 | E3A |  | 23.9 | E3A |  | 12.8 | E3A |  |  |  |  | 0 |  |  | Default Wall Assembly | E3A |  | Sample Window Assembly | E3A |  |  |  |  | Sample Window Assembly | E3A | [13 empty] | 0 |  |  | Default Wall Assembly | E3A |  | Sample Window Assembly | E3A |  |  |  |  | Sample Window Assembly | E3A | [13 empty] | 0 |  |  | Default Wall Assembly | E3A |  | Sample Window Assembly | E3A |  |  |  |  | Sample Window Assembly | E3A | [13 empty] | 0 |  |  | Default Wall Assembly | E3A |  | Sample Window Assembly | E3A |  |  |  |  | Sample Window Assembly | E3A | [13 empty] | 0 |  |  | Default Wall Assembly | E3A |  | Sample Window Assembly | E3A |  |  |  |  | Sample Window Assembly | E3A | [13 empty] | 0 |  |  | Default Wall Assembly | E3A |  | Sample Window Assembly | E3A |  |  |  |  | Sample Window Assembly | E3A | [13 empty] | 0 |  |  | Default Wall Assembly | E3A |  | Sample Window Assembly | E3A |  |  |  |  | Sample Window Assembly | E3A | [13 empty] | 0 |  |  | Default Wall Assembly | E3A |  | Sample Window Assembly | E3A |  |  |  |  | Sample Window Assembly | E3A | [9 empty] | H | H | OK | 4.7369 | 4.74 | OK | 0 |  |  | Flat Roof | Cobertura_adjacente | DIFF | [10 empty] | 0 | [5 empty] | Default Roof Assembly | E3A | [10 empty] | 0 | [5 empty] | Default Roof Assembly | E3A | [10 empty] | 0 | [5 empty] | Default Roof Assembly | E3A
R11_006_Zonas_tecnicas_E | R11_006_Zonas_tecnicas_E | OK | 25.606 | 25.61 | OK | 2.6 | 2.6 | OK | 200 | 200 | OK | 22 | 22 | OK | L/s | L/s | OK |  | 0 |  |  | Office Work | E3A |  | 0 |  |  | 0 |  | Sample Schedule | Sample Schedule | OK |  | 0 |  | 128 | 128 | OK | Recessed Unvented | Recessed Unvented | OK | 1 | 1 | OK | Sample Schedule | Sample Schedule | OK | 5 | 5 | OK | Sample Schedule | Sample Schedule | OK |  | 0 |  |  | 0 |  |  | Sample Schedule | E3A |  | Sample Schedule | E3A | Air Change | Air Change | OK | 0.05 | 0.05 | OK | 0.05 | 0.05 | OK | 0.05 | 0.05 | OK |  | Floor Above Cond Space | E3A |  | 0 |  |  | 0.568 | E3A |  | 0 |  |  | 0 |  |  | 0 |  |  | 0.568 | E3A |  | 0 |  |  | 0 |  |  | 23.9 | E3A |  | 35 | E3A |  | 23.9 | E3A |  | 12.8 | E3A | 25.606 | 25.61 | OK | 0.4 | 0.4 | OK | 30.4 | 30.4 | OK | 31.7 | 31.7 | OK | 7.8 | 7.8 | OK | 4.8 | 4.8 | OK |  | 0 |  |  | 2.839 | E3A |  | 23.9 | E3A |  | 35 | E3A |  | 23.9 | E3A |  | 12.8 | E3A |  |  |  |  | 0 |  |  | Default Wall Assembly | E3A |  | Sample Window Assembly | E3A |  |  |  |  | Sample Window Assembly | E3A | [13 empty] | 0 |  |  | Default Wall Assembly | E3A |  | Sample Window Assembly | E3A |  |  |  |  | Sample Window Assembly | E3A | [13 empty] | 0 |  |  | Default Wall Assembly | E3A |  | Sample Window Assembly | E3A |  |  |  |  | Sample Window Assembly | E3A | [13 empty] | 0 |  |  | Default Wall Assembly | E3A |  | Sample Window Assembly | E3A |  |  |  |  | Sample Window Assembly | E3A | [13 empty] | 0 |  |  | Default Wall Assembly | E3A |  | Sample Window Assembly | E3A |  |  |  |  | Sample Window Assembly | E3A | [13 empty] | 0 |  |  | Default Wall Assembly | E3A |  | Sample Window Assembly | E3A |  |  |  |  | Sample Window Assembly | E3A | [13 empty] | 0 |  |  | Default Wall Assembly | E3A |  | Sample Window Assembly | E3A |  |  |  |  | Sample Window Assembly | E3A | [13 empty] | 0 |  |  | Default Wall Assembly | E3A |  | Sample Window Assembly | E3A |  |  |  |  | Sample Window Assembly | E3A | [13 empty] | 0 | [5 empty] | Default Roof Assembly | E3A | [10 empty] | 0 | [5 empty] | Default Roof Assembly | E3A | [10 empty] | 0 | [5 empty] | Default Roof Assembly | E3A | [10 empty] | 0 | [5 empty] | Default Roof Assembly | E3A
R11_007_Copa | R11_007_Copa | OK | 22.8029 | 22.8 | OK | 2.6 | 2.6 | OK | 200 | 200 | OK | 20 | 20 | OK | L/s | L/s | OK |  | 0 |  |  | Office Work | E3A |  | 0 |  |  | 0 |  | Escritorio Ocup | Escritorio Ocup | OK |  | 0 |  | 228 | 228 | OK | Recessed Unvented | Recessed Unvented | OK | 1 | 1 | OK | Escritorio Ilum | Escritorio Ilum | OK | 20 | 20 | OK | Escritorio Equip | Escritorio Equip | OK |  | 0 |  |  | 0 |  |  | Sample Schedule | E3A |  | Sample Schedule | E3A | Air Change | Air Change | OK | 0.05 | 0.05 | OK | 0.05 | 0.05 | OK | 0.05 | 0.05 | OK |  | Floor Above Cond Space | E3A |  | 0 |  |  | 0.568 | E3A |  | 0 |  |  | 0 |  |  | 0 |  |  | 0.568 | E3A |  | 0 |  |  | 0 |  |  | 23.9 | E3A |  | 35 | E3A |  | 23.9 | E3A |  | 12.8 | E3A | 22.8029 | 22.8 | OK | 0.4 | 0.4 | OK | 30.4 | 30.4 | OK | 31.7 | 31.7 | OK | 7.8 | 7.8 | OK | 4.8 | 4.8 | OK |  | 0 |  |  | 2.839 | E3A |  | 23.9 | E3A |  | 35 | E3A |  | 23.9 | E3A |  | 12.8 | E3A | N | N | OK | 21.7158 | 21.72 | OK | Parede Exterior | Paredes Exteriores | DIFF |  | Sample Window Assembly | E3A |  |  |  |  | Sample Window Assembly | E3A | [9 empty] | E | E | OK | 1.2614 | 1.26 | OK | Parede Exterior | Paredes Exteriores | DIFF |  | Sample Window Assembly | E3A |  |  |  |  | Sample Window Assembly | E3A | [13 empty] | 0 |  |  | Default Wall Assembly | E3A |  | Sample Window Assembly | E3A |  |  |  |  | Sample Window Assembly | E3A | [13 empty] | 0 |  |  | Default Wall Assembly | E3A |  | Sample Window Assembly | E3A |  |  |  |  | Sample Window Assembly | E3A | [13 empty] | 0 |  |  | Default Wall Assembly | E3A |  | Sample Window Assembly | E3A |  |  |  |  | Sample Window Assembly | E3A | [13 empty] | 0 |  |  | Default Wall Assembly | E3A |  | Sample Window Assembly | E3A |  |  |  |  | Sample Window Assembly | E3A | [13 empty] | 0 |  |  | Default Wall Assembly | E3A |  | Sample Window Assembly | E3A |  |  |  |  | Sample Window Assembly | E3A | [13 empty] | 0 |  |  | Default Wall Assembly | E3A |  | Sample Window Assembly | E3A |  |  |  |  | Sample Window Assembly | E3A | [9 empty] | H | H | OK | 22.8029 | 22.8 | OK | 0 |  |  | Flat Roof | Cobertura_adjacente | DIFF | [10 empty] | 0 | [5 empty] | Default Roof Assembly | E3A | [10 empty] | 0 | [5 empty] | Default Roof Assembly | E3A | [10 empty] | 0 | [5 empty] | Default Roof Assembly | E3A
S12_001_Zonas_tecnicas_E | S12_001_Zonas_tecnicas_E | OK | 63.4817 | 63.48 | OK | 2.6 | 2.6 | OK | 200 | 200 | OK | 54 | 54 | OK | L/s | L/s | OK |  | 0 |  |  | Office Work | E3A |  | 0 |  |  | 0 |  | Sample Schedule | Sample Schedule | OK |  | 0 |  | 317 | 317 | OK | Recessed Unvented | Recessed Unvented | OK | 1 | 1 | OK | Sample Schedule | Sample Schedule | OK | 5 | 5 | OK | Sample Schedule | Sample Schedule | OK |  | 0 |  |  | 0 |  |  | Sample Schedule | E3A |  | Sample Schedule | E3A | Air Change | Air Change | OK | 0.05 | 0.05 | OK | 0.05 | 0.05 | OK | 0.05 | 0.05 | OK |  | Floor Above Cond Space | E3A |  | 0 |  |  | 0.568 | E3A |  | 0 |  |  | 0 |  |  | 0 |  |  | 0.568 | E3A |  | 0 |  |  | 0 |  |  | 23.9 | E3A |  | 35 | E3A |  | 23.9 | E3A |  | 12.8 | E3A |  | 0 |  |  | 2.839 | E3A |  | 23.9 | E3A |  | 35 | E3A |  | 23.9 | E3A |  | 12.8 | E3A |  | 0 |  |  | 2.839 | E3A |  | 23.9 | E3A |  | 35 | E3A |  | 23.9 | E3A |  | 12.8 | E3A |  |  |  |  | 0 |  |  | Default Wall Assembly | E3A |  | Sample Window Assembly | E3A |  |  |  |  | Sample Window Assembly | E3A | [13 empty] | 0 |  |  | Default Wall Assembly | E3A |  | Sample Window Assembly | E3A |  |  |  |  | Sample Window Assembly | E3A | [13 empty] | 0 |  |  | Default Wall Assembly | E3A |  | Sample Window Assembly | E3A |  |  |  |  | Sample Window Assembly | E3A | [13 empty] | 0 |  |  | Default Wall Assembly | E3A |  | Sample Window Assembly | E3A |  |  |  |  | Sample Window Assembly | E3A | [13 empty] | 0 |  |  | Default Wall Assembly | E3A |  | Sample Window Assembly | E3A |  |  |  |  | Sample Window Assembly | E3A | [13 empty] | 0 |  |  | Default Wall Assembly | E3A |  | Sample Window Assembly | E3A |  |  |  |  | Sample Window Assembly | E3A | [13 empty] | 0 |  |  | Default Wall Assembly | E3A |  | Sample Window Assembly | E3A |  |  |  |  | Sample Window Assembly | E3A | [13 empty] | 0 |  |  | Default Wall Assembly | E3A |  | Sample Window Assembly | E3A |  |  |  |  | Sample Window Assembly | E3A | [9 empty] | H | H | OK | 63.4817 | 63.48 | OK | 0 |  |  | Flat Roof | Cobertura_adjacente | DIFF | [10 empty] | 0 | [5 empty] | Default Roof Assembly | E3A | [10 empty] | 0 | [5 empty] | Default Roof Assembly | E3A | [10 empty] | 0 | [5 empty] | Default Roof Assembly | E3A
S12_002_Caixa_de_escadas | S12_002_Caixa_de_escadas | OK | 17.1637 | 17.16 | OK | 2.6 | 2.6 | OK | 200 | 200 | OK | 15 | 15 | OK | L/s | L/s | OK |  | 0 |  |  | Office Work | E3A |  | 0 |  |  | 0 |  | Escritorio Ocup | Escritorio Ocup | OK |  | 0 |  | 86 | 86 | OK | Recessed Unvented | Recessed Unvented | OK | 1 | 1 | OK | Escritorio Ilum | Escritorio Ilum | OK | 0 | 0 |  | Escritorio Equip | Escritorio Equip | OK |  | 0 |  |  | 0 |  |  | Sample Schedule | E3A |  | Sample Schedule | E3A | Air Change | Air Change | OK | 0.05 | 0.05 | OK | 0.05 | 0.05 | OK | 0.05 | 0.05 | OK |  | Floor Above Cond Space | E3A |  | 0 |  |  | 0.568 | E3A |  | 0 |  |  | 0 |  |  | 0 |  |  | 0.568 | E3A |  | 0 |  |  | 0 |  |  | 23.9 | E3A |  | 35 | E3A |  | 23.9 | E3A |  | 12.8 | E3A |  | 0 |  |  | 2.839 | E3A |  | 23.9 | E3A |  | 35 | E3A |  | 23.9 | E3A |  | 12.8 | E3A |  | 0 |  |  | 2.839 | E3A |  | 23.9 | E3A |  | 35 | E3A |  | 23.9 | E3A |  | 12.8 | E3A | S | S | OK | 13.5402 | 13.54 | OK | Parede Exterior | Paredes Exteriores | DIFF |  | Sample Window Assembly | E3A |  |  |  |  | Sample Window Assembly | E3A | [9 empty] | W | W | OK | 8.5935 | 8.59 | OK | Parede Exterior | Paredes Exteriores | DIFF |  | Sample Window Assembly | E3A |  |  |  |  | Sample Window Assembly | E3A | [9 empty] | E | E | OK | 8.5689 | 8.57 | OK | Parede Exterior | Paredes Exteriores | DIFF |  | Sample Window Assembly | E3A |  |  |  |  | Sample Window Assembly | E3A | [13 empty] | 0 |  |  | Default Wall Assembly | E3A |  | Sample Window Assembly | E3A |  |  |  |  | Sample Window Assembly | E3A | [13 empty] | 0 |  |  | Default Wall Assembly | E3A |  | Sample Window Assembly | E3A |  |  |  |  | Sample Window Assembly | E3A | [13 empty] | 0 |  |  | Default Wall Assembly | E3A |  | Sample Window Assembly | E3A |  |  |  |  | Sample Window Assembly | E3A | [13 empty] | 0 |  |  | Default Wall Assembly | E3A |  | Sample Window Assembly | E3A |  |  |  |  | Sample Window Assembly | E3A | [13 empty] | 0 |  |  | Default Wall Assembly | E3A |  | Sample Window Assembly | E3A |  |  |  |  | Sample Window Assembly | E3A | [9 empty] | H | H | OK | 17.1637 | 17.16 | OK | 0 |  |  | Flat Roof | Cobertura_adjacente | DIFF | [10 empty] | 0 | [5 empty] | Default Roof Assembly | E3A | [10 empty] | 0 | [5 empty] | Default Roof Assembly | E3A | [10 empty] | 0 | [5 empty] | Default Roof Assembly | E3A
S12_003_Caixa_de_escadas | S12_003_Caixa_de_escadas | OK | 17.6307 | 17.63 | OK | 2.6 | 2.6 | OK | 200 | 200 | OK | 15 | 15 | OK | L/s | L/s | OK |  | 0 |  |  | Office Work | E3A |  | 0 |  |  | 0 |  | Escritorio Ocup | Escritorio Ocup | OK |  | 0 |  | 88 | 88 | OK | Recessed Unvented | Recessed Unvented | OK | 1 | 1 | OK | Escritorio Ilum | Escritorio Ilum | OK | 0 | 0 |  | Escritorio Equip | Escritorio Equip | OK |  | 0 |  |  | 0 |  |  | Sample Schedule | E3A |  | Sample Schedule | E3A | Air Change | Air Change | OK | 0.05 | 0.05 | OK | 0.05 | 0.05 | OK | 0.05 | 0.05 | OK |  | Floor Above Cond Space | E3A |  | 0 |  |  | 0.568 | E3A |  | 0 |  |  | 0 |  |  | 0 |  |  | 0.568 | E3A |  | 0 |  |  | 0 |  |  | 23.9 | E3A |  | 35 | E3A |  | 23.9 | E3A |  | 12.8 | E3A |  | 0 |  |  | 2.839 | E3A |  | 23.9 | E3A |  | 35 | E3A |  | 23.9 | E3A |  | 12.8 | E3A |  | 0 |  |  | 2.839 | E3A |  | 23.9 | E3A |  | 35 | E3A |  | 23.9 | E3A |  | 12.8 | E3A | W | W | OK | 3.1509 | 3.15 | OK | Parede Exterior | Paredes Exteriores | DIFF |  | Sample Window Assembly | E3A |  |  |  |  | Sample Window Assembly | E3A | [9 empty] | N | N | OK | 7.7652 | 7.77 | OK | Parede Exterior | Paredes Exteriores | DIFF |  | Sample Window Assembly | E3A |  |  |  |  | Sample Window Assembly | E3A | [9 empty] | E | E | OK | 13.0387 | 13.04 | OK | Parede Exterior | Paredes Exteriores | DIFF |  | Sample Window Assembly | E3A |  |  |  |  | Sample Window Assembly | E3A | [13 empty] | 0 |  |  | Default Wall Assembly | E3A |  | Sample Window Assembly | E3A |  |  |  |  | Sample Window Assembly | E3A | [13 empty] | 0 |  |  | Default Wall Assembly | E3A |  | Sample Window Assembly | E3A |  |  |  |  | Sample Window Assembly | E3A | [13 empty] | 0 |  |  | Default Wall Assembly | E3A |  | Sample Window Assembly | E3A |  |  |  |  | Sample Window Assembly | E3A | [13 empty] | 0 |  |  | Default Wall Assembly | E3A |  | Sample Window Assembly | E3A |  |  |  |  | Sample Window Assembly | E3A | [13 empty] | 0 |  |  | Default Wall Assembly | E3A |  | Sample Window Assembly | E3A |  |  |  |  | Sample Window Assembly | E3A | [9 empty] | H | H | OK | 17.6307 | 17.63 | OK | 0 |  |  | Flat Roof | Cobertura_adjacente | DIFF | [10 empty] | 0 | [5 empty] | Default Roof Assembly | E3A | [10 empty] | 0 | [5 empty] | Default Roof Assembly | E3A | [10 empty] | 0 | [5 empty] | Default Roof Assembly | E3A

## Sumario
SUMÁRIO DA COMPARAÇÃO
Espaços comparados: | 140
Campos OK: | 3892
Campos diferentes: | 131
Só no original: | 0
Só no E3A: | 5565
Ambos vazios: | 10992
Match % (campos com dados): | 96.7%
LEGENDA:
OK | Valores iguais
~ | Match parcial (substring)
DIFF | Valores diferentes
ORIG | Só existe no original
E3A | Só existe no E3A
(vazio) | Ambos vazios